## Cover
Nokia Products and Services Price Catalog - April 2021
Customer: HGACBuy
Notes:
1) Prices shown for "drop ship" only. Does not include Taxes or any other configurations.
2) Prices shown are for FOB origin, Freight Prepaid and Charged.

## MW Customer Specific
Customer Specific
Customer Specific
Part No | Description | Spare | HGACBuy MSRP | HGACBuy Discount % | HGACBuy Unit Price
1AD144370001 | Standoff Bracket - 5.25" | N | 100 | 58.5% | 41.5
3MU00179DM | W/G Adapter Type N-CPR-137G | N | 1800 | 58.5% | 747
3MU00179DP | Cable Assy 6 FT SMA TO Type N | N | 225 | 58.5% | 93.375
1AB486850001 | DSX-1 Module, 4xT1, with monitor (DFX-9T1000) | N | 525 | 58.5% | 217.875
1AB486840001 | DSX-1 Empty Chassis, 19",16 module capacity (DFX-9T0003) | N | 825 | 58.5% | 342.375
End of Customer Specific

## MW Equipment Wavence Family
REV 2021 4/6/2021
MICROWAVE EQUIPMENT | REV 8/10/2015 (2015) ed02
Wavence Microwave Solution, an evolution of the 9500 MPR Family
Part No | Description | Spare | HGACBuy MSRP | HGACBuy Discount % | HGACBuy Unit Price
RACKS - Table K
694-9000-006 | Standard Rack, 7' tall, 19" wide | N | 517.5 | 58.5% | 214.7625
1AD014120046 | Seismic Rack, 7.0' | N | 1725 | 58.5% | 715.875
690-1125-003 | Rack Extension Kit - 19" rack | N | 264.5 | 58.5% | 109.7675
3EM13317AB | Power Distribution Panel with Fuse Alarm Card included | N | 523.25 | 58.5% | 217.1488
3EM13317AC | Power Distribution Panel with Relay Alarm Card included | N | 753.25 | 58.5% | 312.5988
690-4373-001 | Kit AC Outlet | N | 105 | 58.5% | 43.575
695-1001-006 | Aluminum Rack Screw Kit | N | 50 | 58.5% | 20.75
695-1001-007 | Seismic Rack Screw Kit | N | 79 | 58.5% | 32.785
695-1001-005 | Seismic Rack Grounding Kit | N | 150 | 58.5% | 62.25
694-9004-001 | Adjacent Rack Attachment Assy (without rack extensions) | N | 28.75 | 58.5% | 11.9313
694-9004-002 | Adjacent Rack Attachment Assy (with rack extensions) | N | 33.06 | 58.5% | 13.7199
3EM19148AD | Laptop Shelf Assy | N | 690 | 58.5% | 286.35
RACKS - Table K1
695-0905-003 | Standard Rack, 7' tall, 23" wide | N | 575 | 58.5% | 238.625
694-8873-005 | Adapters for 23", 2 RU (PDU two required) | N | 34.5 | 58.5% | 14.3175
CABINETS
3MU00079BA | 9500 MPR Flx16WS 1 MSS | N | 21000 | 58.5% | 8715
3MU00079AB | 9500 MPR Flx16WS 2 MSS | N | 23000 | 58.5% | 9545
Cabinets - Wall and H-Frame Mounting
3EM24726AA | Kit, Wall Mount, ATT FTTCS | N | 1619.24 | 58.5% | 671.9846
3MV00159AB | Kit, Wall Mount, FLX16WS, Battery Base | N | 3320.66 | 58.5% | 1378.0739
3MV00159AC | Kit, Wall Mtg, FTTCS, 90Deg | N | 4432.05 | 58.5% | 1839.3008
Cabinets - Pole Mounting Kits
3MV00159AD | Kit, Pole Mnt, FTTCS | N | 5591.92 | 58.5% | 2320.6468
3MV00159AE | Kit, Pole Mnt, FTTCS, 90Deg | N | 5953.5 | 58.5% | 2470.7025
3MV00159AF | Kit, Banded, Pole Mnt, FTTCS | N | 5075.16 | 58.5% | 2106.1914
Cabinets - Pad Mount Kits
3MV00159AH | Kit, ASSY, Plinth, 4" High, FTTCS | N | 2989.48 | 58.5% | 1240.6342
3MV00159AJ | Kit, ASSY, Plinth, 14" High, FTTCS | N | 3242.15 | 58.5% | 1345.4923
3MV00159AK | ASSY, Plate, Anchor, FLX, FTTCS | N | 2276.7 | 58.5% | 944.8305
1AD165490001 | Kit, 1/2-13 hardware, FTTCS, CAB to CAB | N | 166.59 | 58.5% | 69.1349
Cabinets - MPT-HL Flex 25
3MU00119CC | 9500 MPR FLX25 MPT-HL Cabinet with MSS | N | 54644 | 58.5% | 22677.26
Cabinets - MPT-HL Flex 25 Mounting Option
3MU00127AA | Flex25 14" Plinth Base | N | 4460.85 | 58.5% | 1851.2528
3MU00128AA | Flex25 Pole Mount Kit | N | 4466.6 | 58.5% | 1853.639
Cabinets - Eyebolt FRU Kit
1AD165480001 | LIFT BOLTS 1/2 9412 | N | 241.8 | 58.5% | 100.347
MSS SHELF OPTIONS - Table A
1AB405070001 | DS1 Patch Panel D1M-1C2036 | N | 3300 | 58.5% | 1369.5
1AB404960001 | DS1 Circuit Protection RH33250-000 | N | 1400 | 58.5% | 581
MSS SHELF OPTIONS - Table A
3EM22715AH | 9500 MPR Shelf Kit w/FanEvo - HSv2 | N | 2150 | 58.5% | 892.25
3EM24463AB | 9500 MPR Shelf Kit (MSS-4 10G) | N | 1210 | 58.5% | 502.15
3DB18163AB | MSS Slot Cover - Blank Plate 1/2H | N | 40.6 | 58.5% | 16.849
3CC52216AA | Fan Alarm Cable 7.5m | N | 83.2 | 58.5% | 34.528
3CC52216AB | Fan Alarm Cable 15m | N | 123 | 58.5% | 51.045
3DB05594AA | AUX Cable for Housekeeping | N | 74 | 58.5% | 30.71
MSS SHELF OPTION SPARES - Table A
3DB18485EA | 9500 MSS-8 Shelf HSv3 | N | 1430 | 58.5% | 593.45
3DB18219DA | MSS-4 10G Shelf | N | 575 | 58.5% | 238.625
3EM23911BB | MSS Fan Alarm Evo | Y | 400 | 58.5% | 166
3DB19506AA | MSS-4 10G FAN | Y | 330 | 58.5% | 136.95
3MU00153AA | MSS Power Supply Cable Kit | N | 121 | 58.5% | 50.215
3EM24095AC | MPT-HL & HLC Power Cable | N | 216 | 58.5% | 89.64
3EM24040AA | MPT-HL Air Filter (Spare) | N | 50 | 58.5% | 20.75
3DB76288AA | MPT-HLC Air Filter Kit (Spare) | Y | 213 | 58.5% | 88.395
3DB19325AA | MSS-8 Side Filter | N | 69 | 58.5% | 28.635
3DB19580AA | MSS-8 Side Filter - Mid Mount | N | 92 | 58.5% | 38.18
3DB19325AB | MSS-8 Side Filter Screen | N | 69 | 58.5% | 28.635
3DB19580AB | MSS-8 Side Filter Sreen - Mid Mount | N | 92 | 58.5% | 38.18
MSS1 - Table A1
3DB19015CA | MSS1 Spare ONLY | Y | 3200 | 58.5% | 1328
3MU00109AC | MSS1 Kit | Y | 3250 | 58.5% | 1348.75
1AC007800068 | cable to power MSS-1c (2 conductors, 1mm sq) GLP is per foot | N | 0.77 | 58.5% | 0.31955
MSS1 - Table A1
3DB19445AA | MSS-E | Y | 2500 | 58.5% | 1037.5
3DB19575AA | MSS-HE | Y | 3200 | 58.5% | 1328
3MU00187AA | MSS-E Rack Kit | Y | 80 | 58.5% | 33.2
3MU00187BA | MSS-HE/XE Rack Kit | Y | 170 | 58.5% | 70.55
MSS-O - Table A1
3DB19159AA | MSS-O AC Kit, include Pole/Wall Mounting | Y | 3375 | 58.5% | 1400.625
3DB19281AA | MSS-O DC Kit, include Pole/Wall Mounting | Y | 3375 | 58.5% | 1400.625
3DB19158AA | Pole/wall IM for MSS-O, Spare ONLY | N | 275 | 58.5% | 114.125
1AB150990012 | RFE protection connector MSS-O | Y | 42 | 58.5% | 17.43
1AB150990013 | fiber extension tube for MSS-O | N | 197 | 58.5% | 81.755
1AC052600002 | Outdoor AC Power Cable (meter) | N | 9 | 58.5% | 3.735
1AC057660001 | Outdoor DC Power Cable (meter) | N | 12 | 58.5% | 4.98
3CC50271AA | Triple Grounding Kit | N | 324 | 58.5% | 134.46
3CC52210AA | MM Fiber, LC/LC for MSS-O, 5m | N | 135 | 58.5% | 56.025
3CC52210AB | MM Fiber, LC/LC for MSS-O, 10m | N | 157 | 58.5% | 65.155
3CC52210AC | MM Fiber, LC/LC for MSS-O, 25m | N | 199 | 58.5% | 82.585
MSS SHELF OPTIONS - Table A
3DB18788BA | CorEvo-10G | Y | 3010 | 58.5% | 1249.15
3DB18126AE | 32xT1 TDM Module - TH/Clei | Y | 2030 | 58.5% | 842.45
3DB18634AB | MPT-Access with PoE | Y | 1754 | 58.5% | 727.91
3DB18236AB | AUX Housekeeping | Y | 950 | 58.5% | 394.25
3DB18735AA | 2xOC3 Module | Y | 1879 | 58.5% | 779.785
3DB19017AB | Ethernet Access Module Version2 with PoE | Y | 2400 | 58.5% | 996
3DB78017AA | Sync In/Out SFP for MSS-1/CorEvo-10G | Y | 1200 | 58.5% | 498
3DB78022AA | 1588 ToD SFP | Y | 1000 | 58.5% | 415
3DB19417AA | EAC 1G | Y | 1600 | 58.5% | 664
3DB19343AA | EAC 10G | Y | 1800 | 58.5% | 747
1AB380750004 | DS3 SFP | Y | 2075 | 58.5% | 861.125
Optical Coupler for CoreE Protection
3EM09257AA | Fiber Management Panel | N | 172.5 | 58.5% | 71.5875
1AB432200001 | Splitter/Combiner unit for 2x4 Management Panel (LC) | N | 1200 | 58.5% | 498
1AB123320023 | Splitter/Combiner unit for 2x4 Management Panel (SC) | N | 1000 | 58.5% | 415
DC Power Injector for MPT-HC
3CC50129AA | DC injector Box | Y | 400 | 58.5% | 166
3CC50120AA | DC injector plug-in | Y | 250 | 58.5% | 103.75
3CC50174AB | MPT Extended Power Unit | Y | 1653.15 | 58.5% | 686.0573
DC-DC Power Convertor MSS Version
3DB18862AA | +24 /-48 Vdc Two converters with chassis (Requires 1 MSS Slot) | N | 2790 | 58.5% | 1157.85
SOFTWARE R6.1x - Table B
3DB23386ABAC | 9500 MPR R6.1.0 uSD Card for CorEvo-10G ICS03 | N | 100 | 58.5% | 41.5
3DB18970BJAC | 9500 MPR R6.1 SW CD Kit (MSS1/4/8) ICS03 | N | 1500 | 58.5% | 622.5
3DB18970BJBC | 9500 MPR R6.1 SW Electronic Delivery Kit ICS03 | N | 1000 | 58.5% | 415
3EM23086ATAC | 9500 MPR R6.1.0 Flash Card ICS03 | N | 100 | 58.5% | 41.5
SOFTWARE R7.x.x - Table B
3DB23386ADAB | 9500 MPR R7.1.0 uSD Card for CorEvo-10G ICS02 | N | 100 | 58.5% | 41.5
3DB18970BLAB | 9500 MPR R7.1 SW CD Kit ICS02 | N | 1500 | 58.5% | 622.5
3DB18970BLBB | 9500 MPR R7.1 SW Electronic Delivery Kt ICS02 | N | 1000 | 58.5% | 415
3EM23086AVAB | 9500 MPR R7.1.0 Flash Card ICS02 | N | 100 | 58.5% | 41.5
SOFTWARE R8.x.x - Table B
3DB23386AEAC | 9500 MPR R8.0 uSD Card for CorEvo-10G ICS03 | N | 100 | 58.5% | 41.5
3DB18970BMAC | 9500 MPR R8.0 SW CD Kit ICS03 | N | 1500 | 58.5% | 622.5
3DB18970BMBC | 9500 MPR R8.0 SW Electronic Delivery Kit ICS03 | N | 1000 | 58.5% | 415
3EM23086AWAC | 9500 MPR R8.0 Flash Card ICS03 | N | 100 | 58.5% | 41.5
SOFTWARE R18 - Table B
3DB17020BAAA | Wavence 18 uSD Card for CoreEvo-10G | N | 100 | 58.5% | 41.5
3DB17010GAAB | Wavence 18 SW CD Kit | N | 1500 | 58.5% | 622.5
3DB17010HAAB | Wavence 18 SW Electronic Delivery Kit | N | 1000 | 58.5% | 415
3DB17020DAAA | Wavence 18 Flash Card MSS1/MSSO | N | 100 | 58.5% | 41.5
3DB17020FAAA | Wavence 18 Flash Card Core-E | N | 100 | 58.5% | 41.5
SOFTWARE R18A - Table B
3DB17020BBAA | Wavence 18A uSD Card for CoreEvo-10G ICS02 | N | 100 | 58.5% | 41.5
3DB17010GBAC | Wavence 18A UR SW CD Kit ICS02 | N | 1500 | 58.5% | 622.5
3DB17010HBAC | Wavence 18A UR SW Electronic Delivery Kit ICS02 | N | 1000 | 58.5% | 415
3DB17020DBAA | Wavence 18A Flash Card MSS1/MSSO ICS02 | N | 100 | 58.5% | 41.5
3DB17020FBAA | Wavence 18A Flash Card Core-E ICS02 | N | 100 | 58.5% | 41.5
SOFTWARE R19 19A - Table B
3DB17020DDAA | Wavence 19A uSD Card for CoreEvo-10G | N | 100 | 58.5% | 41.5
3DB17010GCAA | Wavence 19 SW CD Kit | N | 1500 | 58.5% | 622.5
3DB17010HCAA | Wavence 19 SW Electronic Delivery Kit | N | 1000 | 58.5% | 415
3DB17020ECAA | Wavence 19 Flash Card MSS1/MSSO | N | 100 | 58.5% | 41.5
3DB17020FCAA | Wavence 19 Flash Card Core-E | N | 100 | 58.5% | 41.5
3DB17020DDAF | Wavence 19A ICS05 uSD Card for CoreEvo-10G | N | 100 | 58.5% | 41.5
3DB17010HDAF | Wavence 19A ICS05 SW Electronic Delivery Kit | N | 1000 | 58.5% | 415
3DB17020EDAA | Wavence 19A Flash Card MSS1/MSSO | N | 100 | 58.5% | 41.5
3DB17020FDAA | Wavence 19A Flash Card Core-E | N | 100 | 58.5% | 41.5
SOFTWARE R20 - Table B
3DB17020DEAA | Wavence 20 uSD Card for CoreEvo-10G UBT ONLY | N | 100 | 58.5% | 41.5
3DB17010HEAA | Wavence 20 SW Electronic Delivery Kit UBT ONLY | N | 1000 | 58.5% | 415
3DB17020DEAB | Wavence 20 uSD ICS02 Card for CoreEvo-10G | N | 100 | 58.5% | 41.5
3DB17010GEAB | Wavence 20 ICS02 SW CD Kit | N | 1500 | 58.5% | 622.5
3DB17010HEAB | Wavence 20 ICS02 SW Electronic Delivery Kit | N | 1000 | 58.5% | 415
3DB17020EEAB | Wavence 20 ICS02 Flash Card MSS1/MSSO | N | 100 | 58.5% | 41.5
SOFTWARE W20A
3DB17020DFAA | Wavence 20A uSD Card for CoreEvo-10G | N | 100 | 58.5% | 41.5
3DB17021TFAA | Wavence 20A Secure uSD for CorEvo-10G | N | 1000 | 58.5% | 415
3DB17021JFAA | Wavence 20A MSS-E uSD | N | 100 | 58.5% | 41.5
3DB17021KFAA | Wavence 20A MSS-HE uSD | N | 1500 | 58.5% | 622.5
3DB17010GFAA | Wavence 20A SW CD Kit | N | 1000 | 58.5% | 415
3DB17010HFAA | Wavence 20A SW Electronic Delivery Kit | N | 100 | 58.5% | 41.5
3DB17020EFAA | Wavence 20A Flash Card MSS1 | N | 100 | 58.5% | 41.5
MISC RTU
3EM24226AA | Microwave Factory Test Certificate | N | 1500 | 58.5% | 622.5
3EM24226AF | Factory Configuration Certificate - Customer Witness Test | N | 833.3333 | 58.5% | 345.8333
3EM23067AAAA | 9500 MPR CT License (Per PC Installed) Optional for CorEvo | N | 500 | 58.5% | 207.5
3EM24592AAAB | 9500 MPR Software Subscription (Per Node) | N | 500 | 58.5% | 207.5
3EM24745AAAA | 9500 MPRe OS License For MPT Only | N | 1500 | 58.5% | 622.5
3MU00147AAAA | MPT Spectrum Analyzer Tool RTU | N | 3000 | 58.5% | 1245
3DB19531DBAA | Wavence Spectrum Analyzer Tool | N | 4560 | 58.5% | 1892.4
Secure Mode
3DB19414AA | MSS-8 Security Kit | N | 350 | 58.5% | 145.25
3DB76333AA | MPT-HLC Security Kit | N | 300 | 58.5% | 124.5
3DB19411AA | Tamper Resistant Label Kit | N | 200 | 58.5% | 83
3EM24226AHAA | FIPS Configuration Certifitication - Must Have 20A Secure Mode | N | 2430 | 58.5% | 1008.45
Factory RTU's - per ODU or RF Transceiver - Table B1
3EM23068AAAA | RTU 40Mbps TRX Capacity | N | 75 | 58.5% | 31.125
3EM23068ABAA | RTU 80Mbps TRX Capacity | N | 500 | 58.5% | 207.5
3EM23068ACAA | RTU 120Mbps TRX Capacity | N | 2000 | 58.5% | 830
3EM23068ADAA | RTU 160Mbps TRX Capacity | N | 3500 | 58.5% | 1452.5
3EM23068AFAA | RTU 220Mbps TRX Capacity | N | 4250 | 58.5% | 1763.75
3EM23068AEAA | RTU 320Mbps TRX Capacity | N | 5000 | 58.5% | 2075
3EM23068AGAA | RTU 450Mbps TRX Capacity | N | 6500 | 58.5% | 2697.5
3EM23068AHAA | RTU 500Mbps TRX Capacity | N | 7000 | 58.5% | 2905
3EM23261AAAA | 9500 MPR 5.8GHz Unlicensed RTU (MPT-HL only) | N | 1500 | 58.5% | 622.5
3EM23073AAAA | 9500 MPR Adaptive Modulation RTU | N | 1500 | 58.5% | 622.5
3MU00086AAAA | 9500 MPR MSP Ring RTU | N | 1500 | 58.5% | 622.5
3MU00092AAAA | 9500 MPR Packet Throughput Booster RTU | N | 4000 | 58.5% | 1660
3MU00122AAAA | 9500 MPR XPIC RTU | N | 1200 | 58.5% | 498
3MU00121AAAA | 9500 MPR AES RTU | N | 5000 | 58.5% | 2075
3MU00148AAAA | 1588 TC RTU | N | 1500 | 58.5% | 622.5
3MU00149AAAA | 1588 BC RTU | N | 2000 | 58.5% | 830
3MU00154AAAA | 9500 MPR RTU 10G Interface | N | 2500 | 58.5% | 1037.5
3MU00155AAAA | 9500 MPR RTU MSS-O L1 LAG | N | 1000 | 58.5% | 415
3MU00156AAAA | 9500 MPR RTU 5+ L1 LAG | N | 5500 | 58.5% | 2282.5
3MU00175AAAA | Bandwidth Notifications RTU | N | 1500 | 58.5% | 622.5
3MU00180DFAA | RTU MSS-HE 10G | N | 2500 | 58.5% | 1037.5
Upgrade (ASLM) RTU's - Table B2
3EM23577AAAA | RTU 40Mbps TRX Capacity Upgrade | N | 80 | 58.5% | 33.2
3EM23577ABAA | RTU 80Mbps TRX Capacity Upgrade | N | 500 | 58.5% | 207.5
3EM23577ACAA | RTU 120Mbps TRX Capacity Upgrade | N | 2000 | 58.5% | 830
3EM23577ADAA | RTU 160Mbps TRX Capacity Upgrade | N | 3500 | 58.5% | 1452.5
3EM23577BBAA | RTU 220Mbps TRX Capacity Upgrade | N | 4250 | 58.5% | 1763.75
3EM23577AEAA | RTU 320Mbps TRX Capacity Upgrade | N | 5000 | 58.5% | 2075
3EM23577BCAA | RTU 450Mbps TRX Capacity Upgrade | N | 6500 | 58.5% | 2697.5
3EM23577BTAA | RTU 500Mbps TRX Capacity Upgrade | N | 7000 | 58.5% | 2905
3EM23577AFAA | 9500 MPR Adaptive Modulation RTU Upgrade | N | 1500 | 58.5% | 622.5
3EM23577AGAA | 9500 MPR 5.8GHz Unlicensed RTU Upgrade | N | 1500 | 58.5% | 622.5
3EM23577AUAA | 9500 MPR MSP Ring RTU Upgrade | N | 1500 | 58.5% | 622.5
3EM23577AVAA | 9500 MPR Packet Throughput Booster RTU Upgrade | N | 4000 | 58.5% | 1660
3EM23577AYAA | 9500 MPR XPIC RTU Upgrade | N | 1200 | 58.5% | 498
3EM23577AZAA | 9500 MPR AES RTU Upgrade | N | 5000 | 58.5% | 2075
3EM23577BPAA | 1588 TC Upgrade | N | 1500 | 58.5% | 622.5
3EM23577BQAA | 1588 BC Upgrade | N | 2000 | 58.5% | 830
3EM23577BUAA | 9500 MPR RTU 10G Interface Upgrade | N | 2500 | 58.5% | 1037.5
3EM23577BVAA | 9500 MPR RTU MSS-O L1 LAG Upgrade | N | 1000 | 58.5% | 415
3EM23577BWAA | 9500 MPR RTU 5+ L1 LAG Upgrade | N | 5500 | 58.5% | 2282.5
3EM23577DAAA | Bandwidth Notifications RTU Upgrade | N | 1500 | 58.5% | 622.5
3MU00177DFAA | RTU MSS-HE 10G | N | 2500 | 58.5% | 1037.5
ASLM Capacity Upgrades - Table B3
3EM23577AHAA | Capacity Upgrade MPR-TR-40T80 | N | 420 | 58.5% | 174.3
3EM23577AJAA | Capacity Upgrade MPR-TR-40T120 | N | 1920 | 58.5% | 796.8
3EM23577AKAA | Capacity Upgrade MPR-TR-40T160 | N | 3420 | 58.5% | 1419.3
3EM23577ALAA | Capacity Upgrade MPR-TR-40T320 | N | 4920 | 58.5% | 2041.8
3EM23577AMAA | Capacity Upgrade MPR-TR-80T120 | N | 1500 | 58.5% | 622.5
3EM23577ANAA | Capacity Upgrade MPR-TR-80T160 | N | 3000 | 58.5% | 1245
3EM23577APAA | Capacity Upgrade MPR-TR-80T320 | N | 4500 | 58.5% | 1867.5
3EM23577AQAA | Capacity Upgrade MPR-TR120T160 | N | 1500 | 58.5% | 622.5
3EM23577ARAA | Capacity Upgrade MPR-TR120T320 | N | 3000 | 58.5% | 1245
3EM23577ASAA | Capacity Upgrade MPT-TR160T320 | N | 1500 | 58.5% | 622.5
3EM23577BDAA | Capacity Upgrade MPR-TR-40T220 | N | 4170 | 58.5% | 1730.55
3EM23577BEAA | Capacity Upgrade MPR-TR-80T220 | N | 3750 | 58.5% | 1556.25
3EM23577BFAA | Capacity Upgrade MPR-TR-120T220 | N | 2250 | 58.5% | 933.75
3EM23577BGAA | Capacity Upgrade MPR-TR-160T220 | N | 750 | 58.5% | 311.25
3EM23577BHAA | Capacity Upgrade MPR-TR-40T450 | N | 6420 | 58.5% | 2664.3
3EM23577BJAA | Capacity Upgrade MPR-TR-80T450 | N | 6000 | 58.5% | 2490
3EM23577BKAA | Capacity Upgrade MPR-TR-120T450 | N | 4500 | 58.5% | 1867.5
3EM23577BLAA | Capacity Upgrade MPR-TR-160T450 | N | 3000 | 58.5% | 1245
3EM23577BMAA | Capacity Upgrade MPR-TR-220T450 | N | 2250 | 58.5% | 933.75
3EM23577BNAA | Capacity Upgrade MPR-TR-320T450 | N | 1500 | 58.5% | 622.5
3EM23577BYAA | Capacity Upgrade MPR-TR-40T500 | N | 6920 | 58.5% | 2871.8
3EM23577BZAA | Capacity Upgrade MPR-TR-80T500 | N | 6500 | 58.5% | 2697.5
3EM23577CAAA | Capacity Upgrade MPR-TR-120T500 | N | 5000 | 58.5% | 2075
3EM23577CBAA | Capacity Upgrade MPR-TR-160T500 | N | 3500 | 58.5% | 1452.5
3EM23577CCAA | Capacity Upgrade MPR-TR-220T500 | N | 2750 | 58.5% | 1141.25
3EM23577CDAA | Capacity Upgrade MPR-TR-320T500 | N | 2000 | 58.5% | 830
3EM23577CEAA | Capacity Upgrade MPR-TR-450T500 | N | 500 | 58.5% | 207.5
DOCUMENTATION (1 Per NE) - Table K3
3DB19275ABAA | 9500 MPR 6.1 O&M Manual Electronic Delivery OLCS | N | 90 | 58.5% | 37.35
3DB19275ACAA | 9500 MPR 7.0 O&M Manual Electronic Delivery OLCS | N | 90 | 58.5% | 37.35
3DB19275ADAA | 9500 MPR 7.1 O&M Manual Electronic Delivery OLCS | N | 90 | 58.5% | 37.35
3DB19275AEAA | 9500 MPR 8.0 O&M Manual Electronic Delivery OLCS | N | 90 | 58.5% | 37.35
3DB19275AFAA | Wavence 18 O&M Manual Electronic Delivery OLCS | N | 90 | 58.5% | 37.35
3DB19275AGAA | Wavence 18A O&M Manual Electronic Delivery OLCS | N | 90 | 58.5% | 37.35
3DB19275AHAA | Wavence 19 O&M Manual Electronic Delivery OLCS | N | 90 | 58.5% | 37.35
3DB19275AJAA | Wavence 19A O&M Manual Electronic Delivery OLCS | N | 90 | 58.5% | 37.35
3DB19275AKAA | Wavence 20 O&M Manual Electronic Delivery OLCS | N | 90 | 58.5% | 37.35
3DB19275ALAA | Wavence 20A O&M Manual Electronic Delivery OLCS | N | 90 | 58.5% | 37.35
Tributary Options OPTICS - Table A1
3EM20277AA | Optics SFP GigE 850 NM Multimode 550 Meter | Y | 225 | 58.5% | 93.375
3EM20277AB | Optics SFP GigE 1310 NM Singlemode 10 Kilometer | Y | 225 | 58.5% | 93.375
3CC50204AA | Optics SFP GigE 1310 NM Singlemode 40 Kilometer | Y | 140 | 58.5% | 58.1
3CC50170AA | Optics SFP GigE 1550 NM Singlemode 80 Kilometer | Y | 148.5 | 58.5% | 61.6275
3EM23141AA | SFP Copper Cable, 0.5 M | N | 200 | 58.5% | 83
3DB80628AD | SFP Copper Cable, 0.5 M | N | 200 | 58.5% | 83
3EM23141AB | SFP Copper Cable, 1.0 M | N | 210 | 58.5% | 87.15
3DB80628AE | SFP Copper Cable, 1.0 M | N | 210 | 58.5% | 87.15
3DB80628AA | SFP Copper Cable, 1.5 M | N | 215 | 58.5% | 89.225
3DB80628AB | SFP Copper Cable, 2.0 M | N | 220 | 58.5% | 91.3
3EM23141AD | SFP Copper Cable, 3.0 M | N | 225 | 58.5% | 93.375
3DB80628AC | SFP Copper Cable, 3.0 M | N | 225 | 58.5% | 93.375
3CC50167AA | Optical SFP (850 MM) for use in ODU - MPT-HC | Y | 70 | 58.5% | 29.05
3CC50168AA | Opt SFP 1000Base-LX for use in ODU - MPT-HC | Y | 225 | 58.5% | 93.375
3CC50169AA | Copper SFP (Finisar) - not for use on ODU | Y | 126 | 58.5% | 52.29
3CC50166AA | OC3 optical SFP, L.1.1 | Y | 100 | 58.5% | 41.5
3CC50165AA | OC3 optical SFP, S.1.1 | Y | 55 | 58.5% | 22.825
3CC50386AA | 1000BASE-SX 2.5 Gbps | Y | 225 | 58.5% | 93.375
3CC50387AA | SFP+ 10GBASE-SR | Y | 638 | 58.5% | 264.77
3CC50388AA | SFP+ 10GBASE-LR | Y | 1450 | 58.5% | 601.75
3CC50322AA | SFP+ 10GBASE-ER | Y | 2250 | 58.5% | 933.75
3CC50183AA | SFP 1000Base-BX20-U | Y | 232 | 58.5% | 96.28
3CC50184AA | SFP 1000Base-BX20-D | Y | 232 | 58.5% | 96.28
3CC50198AB | SFP 1000Base-BX40-U | Y | 292 | 58.5% | 121.18
3CC50199AB | SFP 1000Base-BX40-D | Y | 292 | 58.5% | 121.18
3CC50200AA | SFP multi-rate CWDM 1490nm 40 km | Y | 500 | 58.5% | 207.5
3CC50201AA | SFP multi-rate CWDM 1550nm 40 km | Y | 500 | 58.5% | 207.5
3CC50201AB | SFP multi-rate CWDM 1510nm 40 km | Y | 500 | 58.5% | 207.5
3CC50201AC | SFP multi-rate CWDM 1530nm 40 km | Y | 500 | 58.5% | 207.5
3CC50201AD | SFP multi-rate CWDM 1570nm 40 km | Y | 500 | 58.5% | 207.5
3CC50201AE | SFP multi-rate CWDM 1590nm 40 km | Y | 500 | 58.5% | 207.5
3CC50201AF | SFP multi-rate CWDM 1610nm 40 km | Y | 500 | 58.5% | 207.5
3CC50201AG | SFP multi-rate CWDM 1470nm 40 km | Y | 500 | 58.5% | 207.5
Tributary Options DS1 Cables/Supplies - Table A1
1AF15245AB | 32 E1/T1 Protection Panel - RJ45 | N | 836.23 | 58.5% | 347.0355
3MU00173AA | DS1 Protection Panel 68 SCSI to 37 D-Sub | N | 744.05 | 58.5% | 308.7808
3CC52118AA | E1/T1 SCSI-SCSI Interface Cable (16 T1/E1 per Cable) | N | 133.07 | 58.5% | 55.2241
3EM21339AA | 16 DS1 Cable Stub (SCSI-Open) 25' Main Side | N | 268 | 58.5% | 111.22
3EM21339AB | 16 DS1 Cable Stub (SCSI-Open) 25' Spare Side | N | 268 | 58.5% | 111.22
3EM21339AC | 16 DS1 Cable Stub (SCSI-Open) 50' Main Side | N | 482 | 58.5% | 200.03
3EM21339AD | 16 DS1 Cable Stub (SCSI-Open) 50' Spare Side | N | 482 | 58.5% | 200.03
3EM23110AA | 8 DS1 Cable Assembly (D-Open) 15' | N | 161 | 58.5% | 66.815
3EM23110AB | 8 DS1 Cable Assembly (D-Open) 30' | N | 257.6 | 58.5% | 106.904
3EM23110AC | 8 DS1 Cable Assembly (D-Open) 50' | N | 308.2 | 58.5% | 127.903
3EM23110AD | 8 DS1 Cable Assembly (D-Open) 100' | N | 690 | 58.5% | 286.35
3DB16109AA | D-Connector Rack Mount Bracket | N | 47.73 | 58.5% | 19.808
Tributary Options DS3 Cables/Supplies - Table A1
3EM22900AA | DS3 Protection Splitter Cable | N | 172.5 | 58.5% | 71.5875
3EM22687AA | DS3 BNC to Mini-BNC Cable - 2 Meter | N | 57.5 | 58.5% | 23.8625
3EM22687AB | DS3 BNC to Mini-BNC Cable - 5 Meter | N | 125.35 | 58.5% | 52.0203
3MU00190AA | DS3 DIN to BNC - 3 Meter | N | 65 | 58.5% | 26.975
3EM24462AA | DS3 Grooming Panel Kit | N | 86.25 | 58.5% | 35.7938
Tributary Options Sync Cables - Table A1
3DB05850AA | 9500 MPR Sync Cable | N | 19.55 | 58.5% | 8.1133
3DB18204AA | 9500 MPR Sync Y-Cable | N | 100 | 58.5% | 41.5
3DB04295AA | 9500 MPR Sync Cable (1.0/2.3 - 1.0/2.3) 1.1m | N | 46 | 58.5% | 19.09
3DB02901AA | 9500 MPR Sync Cable (1.0/2.3 - 1.0/2.3) 6.0m | N | 70 | 58.5% | 29.05
3CC52203AA | 9500 MPR Sync Cable for Sync SFP | N | 37.95 | 58.5% | 15.7493
Tributary Options Ethernet Cables/Supplies - Table A1
3MU00085AA | 1 ft RJ45 Cat5e Cable | N | 30 | 58.5% | 12.45
3MU00085AB | 2 ft RJ45 Cat5e Cable | N | 35 | 58.5% | 14.525
3MU00085AC | 3 ft RJ45 Cat5e Cable | N | 40 | 58.5% | 16.6
3MU00085AD | 6 ft RJ45 Cat5e Cable | N | 45 | 58.5% | 18.675
3MU00085AE | 10 ft RJ45 Cat5e Cable | N | 50 | 58.5% | 20.75
3MU00085AF | 20 ft RJ45 Cat5e Cable | N | 63.25 | 58.5% | 26.2488
3MU00085AG | 30 ft RJ45 Cat5e Cable | N | 69 | 58.5% | 28.635
3MU00085AH | 50 ft RJ45 Cat5e Cable | N | 103.5 | 58.5% | 42.9525
3MU00085AJ | 70 ft RJ45 Cat5e Cable | N | 138 | 58.5% | 57.27
3MU00085AK | 100 ft RJ45 Cat5e Cable | N | 172.5 | 58.5% | 71.5875
3MU00085AL | 200 ft RJ45 Cat5e Cable | N | 287.5 | 58.5% | 119.3125
3MU00085AM | 300 ft RJ45 Cat5e Cable | N | 402.5 | 58.5% | 167.0375
ODU Coax Supplies - Table E2
1AF02957ABAA | 11 GHz FlexTwist | N | 704.6 | 58.5% | 292.409
Fiber Optic Jumpers - Table A1
3EM07641AC | Fiber Optic Jumper Cable, LC to LC, 3 meter, multi mode | N | 200 | 58.5% | 83
3EM07641AD | Fiber Optic Jumper Cable, LC to LC, 5 meter, multi mode | N | 200 | 58.5% | 83
3EM07641AE | Fiber Optic Jumper Cable, LC to LC, 10 meter, multi mode | N | 200 | 58.5% | 83
3EM07646AC | Fiber Optic Jumper Cable, LC to SC, 3 meter, multi mode | N | 200 | 58.5% | 83
3EM07646AD | Fiber Optic Jumper Cable, LC to SC, 5 meter, multi mode | N | 200 | 58.5% | 83
3EM07646AE | Fiber Optic Jumper Cable, LC to SC, 10 meter, multi mode | N | 200 | 58.5% | 83
3EM07651AC | Fiber Optic Jumper Cable, LC to FC, 3 meter, multi mode | N | 200 | 58.5% | 83
3EM07651AD | Fiber Optic Jumper Cable, LC to FC, 5 meter, multi mode | N | 200 | 58.5% | 83
3EM07651AE | Fiber Optic Jumper Cable, LC to FC, 10 meter, multi mode | N | 200 | 58.5% | 83
3EM07641AH | Fiber Optic Jumper Cable, LC to LC, 3 meter, single mode | N | 200 | 58.5% | 83
3EM07641AJ | Fiber Optic Jumper Cable, LC to LC, 5 meter, single mode | N | 200 | 58.5% | 83
3EM07641AK | Fiber Optic Jumper Cable, LC to LC, 10 meter, single mode | N | 200 | 58.5% | 83
3EM07646AH | Fiber Optic Jumper Cable, LC to SC, 3 meter, single mode | N | 200 | 58.5% | 83
3EM07646AJ | Fiber Optic Jumper Cable, LC to SC, 5 meter, single mode | N | 200 | 58.5% | 83
3EM07646AK | Fiber Optic Jumper Cable, LC to SC, 10 meter, single mode | N | 200 | 58.5% | 83
3EM07651AH | Fiber Optic Jumper Cable, LC to FC, 3 meter, single mode | N | 200 | 58.5% | 83
3EM07651AJ | Fiber Optic Jumper Cable, LC to FC, 5 meter, single mode | N | 200 | 58.5% | 83
3EM07651AK | Fiber Optic Jumper Cable, LC to FC, 10 meter, single mode | N | 200 | 58.5% | 83
R56 Grounding
1AD174570001 | SBHB119K Horizontal Rack Ground Bar Kit | N | 256.54 | 58.5% | 106.4641
1AD214220001 | Universal grd bar kit SB57903/19" rack | N | 250.79 | 58.5% | 104.0779
406645671 | #6 Ground cable-KS22641L1, Per FT | N | 1.95 | 58.5% | 0.80925
408406536 | KIT-YA6C-L BOX PWR COMMO* | N | 1.89 | 58.5% | 0.78435
901350322 | SCR M-.25 IN 20 TPI 1 IN* | N | 0.33 | 58.5% | 0.13695
407305549 | WSHR LK-92147A029 SPLT 1* | N | 0.15 | 58.5% | 0.06225
900327453 | FLAT WASHER, STAINLESS STEEL,1/4 INCH | N | 0.65 | 58.5% | 0.26975
900329830 | NUT-300 HEX SST .250-20 | N | 0.22 | 58.5% | 0.0913
Accessories
3EM16790RA | VoIP OrderWire,-48Vdc | N | 6391.7 | 58.5% | 2652.5555
MPT-HL Shelf Kit - Table F
3EM24238AA | MPT-HL Shelf Kit Single T-R | N | 1930 | 58.5% | 800.95
3EM24238AB | MPT-HL Shelf Kit Dual T-R | N | 1990 | 58.5% | 825.85
MPT-HLC MODULES - Table F1
3DB19060AA | MPT-HLC XCVR L6 GHZ | Y | 12000 | 58.5% | 4980
3DB19060BA | MPT-HLC XCVR L6 GHZ WITH COMBINER | Y | 15000 | 58.5% | 6225
3DB19060CA | MPT-HLC XCVR L6 GHZ HP | Y | 16500 | 58.5% | 6847.5
3DB19060DA | MPT-HLC XCVR L6 GHZ HP WITH COMBINER | Y | 19500 | 58.5% | 8092.5
3DB19060EA | MPT-HLC Plus XCVR L6 | Y | 21000 | 58.5% | 8715
3DB19060FA | MPT-HLC Plus XCVR L6 WITH COMBINER | Y | 24000 | 58.5% | 9960
3DB19060GA | MPT-HLC Plus Std XCVR L6 | Y | 21000 | 58.5% | 8715
3DB19060HA | MPT-HLC Plus Std XCVR L6 WITH COMBINER | Y | 24000 | 58.5% | 9960
3DB76047AA | MPT-HLC XCVR U6 GHZ | Y | 12000 | 58.5% | 4980
3DB76047BA | MPT-HLC XCVR U6 GHZ WITH COMBINER | Y | 15000 | 58.5% | 6225
3DB76047CA | MPT-HLC XCVR U6 GHZ HP | Y | 16500 | 58.5% | 6847.5
3DB76047DA | MPT-HLC XCVR U6 GHZ HP WITH COMBINER | Y | 19500 | 58.5% | 8092.5
3DB76047EA | MPT-HLC Plus XCVR U6 | Y | 21000 | 58.5% | 8715
3DB76047FA | MPT-HLC Plus XCVR U6 WITH COMBINER | Y | 24000 | 58.5% | 9960
3DB76047GA | MPT-HLC Plus Std XCVR U6 | Y | 21000 | 58.5% | 8715
3DB76047HA | MPT-HLC Plus Std XCVR U6 WITH COMBINER | Y | 24000 | 58.5% | 9960
3DB76078AA | MPT-HLC XCVR 10.5 GHZ | Y | 13000 | 58.5% | 5395
3DB76078BA | MPT-HLC XCVR 10.5 GHZ WITH COMBINER | Y | 16000 | 58.5% | 6640
3DB76050AA | MPT-HLC XCVR 11 GHZ | Y | 13000 | 58.5% | 5395
3DB76050BA | MPT-HLC XCVR 11 GHZ WITH COMBINER | Y | 16000 | 58.5% | 6640
3DB76050CB | MPT-HLC XCVR 11 GHZ HP | Y | 17500 | 58.5% | 7262.5
3DB76050DB | MPT-HLC XCVR 11 GHZ HP W/COMBINER | Y | 20500 | 58.5% | 8507.5
3DB76050GA | MPT-HLC Plus XCVR 11GHz | Y | 22000 | 58.5% | 9130
3DB76050HA | MPT-HLC Plus XCVR 11GHz WITH COMBINER | Y | 15000 | 58.5% | 6225
3CC50210AA | MPT-HLC Antenna Alignment Cable | N | 55 | 58.5% | 22.825
MPT-HLC XPIC Cables
3CC52204AA | XPIC cable RJ45-RJ45, 3 m | N | 150 | 58.5% | 62.25
3CC52204AB | XPIC cable RJ45-RJ45, 5 m | N | 220 | 58.5% | 91.3
3CC52204AC | XPIC cable RJ45-RJ45, 10 m | N | 300 | 58.5% | 124.5
3CC52204AD | XPIC cable RJ45-RJ45, 0.5 m | N | 75 | 58.5% | 31.125
3CC52204AE | XPIC cable RJ45-RJ45, 1 m | N | 115 | 58.5% | 47.725
MPT-HL Transmit Monitor Port Kit
3EM24447AA | 6 GHz Transmit Monitor Port Kit | Y | 2300 | 58.5% | 954.5
3EM24447AB | 11 GHz Transmit Monitor Port Kit | Y | 2875 | 58.5% | 1193.125
Diplexer Bracket Kits - Table F2
3EM23465AA | 6/11 GHz Hot Standby 1:10 Coupler Diplexer Bracket | N | 1229 | 58.5% | 510.035
3EM23465AB | 6/11 GHz Hot Standby Space Diversity Diplexer Bracket | N | 1250 | 58.5% | 518.75
3EM23465AC | 6/11 GHz 1+0 (Non-Standby) Diplexer Bracket | N | 301 | 58.5% | 124.915
3EM23465AD | 6/11 GHz Single Shelf Repeater Diplexer Bracket | N | 451 | 58.5% | 187.165
3EM23465AE | 1+1 HSB. SD w/ Combiner | N | 1425 | 58.5% | 591.375
3EM23465AF | 2x(1+0). SD w/ Combiner | N | 825 | 58.5% | 342.375
3EM23465AG | 1+0, SD w/ Combiner | N | 400 | 58.5% | 166
3EM23465AH | Expansion to 2x(1+0), SD w/ Combiner | N | 345 | 58.5% | 143.175
3EM23465AJ | Hot-Standby w/ Antenna Protection | N | 2950 | 58.5% | 1224.25
3MU00117AA | UU6 GHz, HSB, 1:10 Coupler Diplexer Bracket Kit | N | 6268 | 58.5% | 2601.22
3MU00117AB | UU6 GHz, 1+0 (Non-Stby) Diplexer Bracket Kit | N | 5031 | 58.5% | 2087.865
3MU00117AC | UU6 GHz, HSB, HSB w/ SD Diplexer Bracket Kit | N | 8953 | 58.5% | 3715.495
3MU00117AD | UU6 GHz, HSB, Single Shelf Repeater Diplexer Bracket Kit | N | 9585 | 58.5% | 3977.775
3DB76236AA | BRANCHING COMPACT 4GHZ 1+1 HSB1:10 COUP | N | 3680 | 58.5% | 1527.2
3DB76237AA | BRANCHING COMP. 4GHZ 1+1 HSB SD RPS | N | 4340 | 58.5% | 1801.1
3DB76232AA | BRANCHING COMPACT 4GHZ 1 0 | N | 2070 | 58.5% | 859.05
3DB76234AA | BRANCHING COMPACT 4GHZ 2x (1+0) | N | 4198 | 58.5% | 1742.17
3DB76238AA | BRANCHING COMP. 4GHZ1X(1+1 HSB SD COMBI | N | 6411 | 58.5% | 2660.565
3DB76235AA | BRANCHING COMPACT 4GHZ 2x (1+0) SD | N | 6728 | 58.5% | 2792.12
3DB76233AA | BRANCHING COMPACT 4GHZ 1+0 SD | N | 3364 | 58.5% | 1396.06
Diplexer Clamp and Isolator Kits -Lower 6Ghz - Table F3
3EM23466AA | L6 GHz Hot Standby 1:10 Coupler Diplexer Clamp and Isolator Kits | N | 629 | 58.5% | 261.035
3EM23466AB | L6 GHz Hot Standby Space Diversity Diplexer Clamp and Isolator Kits | N | 575 | 58.5% | 238.625
3EM23466AC | L6 GHz 1+0 (Non-Standby) Diplexer Clamp and Isolator Kits | N | 304 | 58.5% | 126.16
3EM23466AD | L6 GHz Single Shelf Repeater Diplexer Clamp and Isolator Kits | N | 731.4 | 58.5% | 303.531
3EM23466AN | L6 GHz 1+1 HSB, SD w/ Combiner Diplexer Clamp and Isolator Kit | N | 1180 | 58.5% | 489.7
3EM23466AP | L6 GHz 2x(1+0), SD w/ Combiner Diplexer Clamp and Isolator Kit | N | 1317 | 58.5% | 546.555
3EM23466AQ | L6 GHz 1+0, SD w/ Combiner Diplexer Clamp and Isolator Kit | N | 615 | 58.5% | 255.225
3EM23466AR | L6 GHz Expansion to 2x(1+0), SD w/ Combiner Dplxr Clamp & Iso Kit | N | 662 | 58.5% | 274.73
3EM23466BB | L6 GHz Diplexer Clamp Kit Antenna Protection | N | 937 | 58.5% | 388.855
Dplxr Clamp, Isoltr & Cable Kits -L6Ghz 60 MHz Channels - Table F3
3DB76116AA | L6 GHz, 60 MHz Hot Standby 1:10 Coupler | N | 2300 | 58.5% | 954.5
3DB76119AA | L6 GHz, 60 MHz Hot Standby Space Diversity | N | 1650 | 58.5% | 684.75
3DB76117AA | L6 GHz, 60 MHz 1+0 (Non-Standby) | N | 750 | 58.5% | 311.25
3DB76120AA | L6 GHz, 60 MHz Single Shelf Repeater | N | 1125 | 58.5% | 466.875
3DB76115AA | L6 GHz, 60 MHz 1+1 HSB, SD w/ Combiner | N | 7500 | 58.5% | 3112.5
3DB76121AA | L6 GHz, 60 MHz 2x(1+0), SD w/ Combiner | N | 1225 | 58.5% | 508.375
3DB76118AA | L6 GHz, 60 MHz 1+0, SD w/ Combiner | N | 750 | 58.5% | 311.25
3DB76195AA | Diplexer Kit 60 Mhz L6 w/ ant prot | N | 3515 | 58.5% | 1458.725
Diplexer Clamp and Isolator Kits -Upper 6Ghz - Table F3
3EM23466AE | U6 GHz Hot Standby 1:10 Coupler Diplexer Clamp and Isolator Kits | N | 650 | 58.5% | 269.75
3EM23466AF | U6 GHz Hot Standby Space Diversity Diplexer Clamp and Isolator Kits | N | 590 | 58.5% | 244.85
3EM23466AG | U6 GHz 1+0 (Non-Standby) Diplexer Clamp and Isolator Kits | N | 315 | 58.5% | 130.725
3EM23466AH | U6 GHz Single Shelf Repeater Diplexer Clamp and Isolator Kits | N | 751 | 58.5% | 311.665
3EM23466AS | U6 GHz 1+1 HSB, SD w/ Combiner Diplexer Clamp and Isolator Kit | N | 5320 | 58.5% | 2207.8
3EM23466AT | U6 GHz 2x(1+0), SD w/ Combiner Diplexer Clamp and Isolator Kit | N | 1535 | 58.5% | 637.025
3EM23466AU | U6 GHz 1+0, SD w/ Combiner Diplexer Clamp and Isolator Kit | N | 776 | 58.5% | 322.04
3EM23466AV | U6 GHz Expansion to 2x(1+0), SD w/ Combiner Dplxr Clamp & Iso Kit | N | 765 | 58.5% | 317.475
3EM23466BC | U6 GHz Diplexer Clamp Kit Antenna Protection | N | 1325 | 58.5% | 549.875
Diplexer Clamp and Isolator Kits -Upper 5.8Ghz - Table F3
3EM23466AJ | 5.8 GHz Hot Standby 1:10 Coupler Diplexer Clamp and Isolator Kits | N | 1559 | 58.5% | 646.985
3EM23466AK | 5.8 GHz Hot Standby Space Diversity Diplexer Clamp and Isolator Kits | N | 558 | 58.5% | 231.57
3EM23466AL | 5.8 GHz 1+0 (Non-Standby) Diplexer Clamp and Isolator Kits | N | 291 | 58.5% | 120.765
3EM23466AM | 5.8 GHz Single Shelf Repeater Diplexer Clamp and Isolator Kits | N | 585 | 58.5% | 242.775
3EM23466AW | 5.8 GHz 1+1 HSB, SD w/ Combiner Diplexer Clamp and Isolator Kit | N | 4456 | 58.5% | 1849.24
3EM23466AY | 5.8 GHz 2x(1+0), SD w/ Combiner Diplexer Clamp and Isolator Kit | N | 905 | 58.5% | 375.575
3EM23466AZ | 5.8 GHz 1+0, SD w/ Combiner Diplexer Clamp and Isolator Kit | N | 426 | 58.5% | 176.79
3EM23466BA | 5.8 GHz Expansion to 2x(1+0), SD w/ Combiner Dplxr Clamp & Iso Kit | N | 455 | 58.5% | 188.825
Diplexer Clamp and Isolator Kits - 10.5 Ghz - Table F3
3EM24188CA | 10.5 GHz Hot Standby 1:10 Coupler Diplexer Clamp and Isolator Kits | N | 635 | 58.5% | 263.525
3EM24188CB | 10.5 GHz Hot Standby Space Diversity Diplexer Clamp and Isolator Kits | N | 650 | 58.5% | 269.75
3EM24188CC | 10.5 GHz 1+0 (Non-Standby) Diplexer Clamp and Isolator Kits | N | 345 | 58.5% | 143.175
3EM24188CD | 10.5 GHz Single Shelf Repeater Diplexer Clamp and Isolator Kits | N | 826 | 58.5% | 342.79
3EM24188CE | 10.5 GHz 1+1 HSB, SD w/ Combiner Diplexer Clamp and Isolator Kit | N | 2295 | 58.5% | 952.425
3EM24188CF | 10.5 GHz 2x(1+0), SD w/ Combiner Diplexer Clamp and Isolator Kit | N | 1590 | 58.5% | 659.85
3EM24188CG | 10.5 GHz 1+0, SD w/ Combiner Diplexer Clamp and Isolator Kit | N | 696 | 58.5% | 288.84
3EM24188CH | 10.5 GHz Expansion to 2x(1+0), SD w/ Combiner Dplxr Clamp & Iso Kit | N | 748 | 58.5% | 310.42
3EM24188CJ | 10.5 GHz Diplexer Clamp Kit Antenna Prot9500 MPR | N | 1215 | 58.5% | 504.225
Diplexer Clamp and Isolator Kits - 11 Ghz - Table F3
3EM24188BA | 11 GHz Hot Standby 1:10 Coupler Diplexer Clamp and Isolator Kits | N | 713 | 58.5% | 295.895
3EM24188BB | 11 GHz Hot Standby Space Diversity Diplexer Clamp and Isolator Kits | N | 650 | 58.5% | 269.75
3EM24188BC | 11 GHz 1+0 (Non-Standby) Diplexer Clamp and Isolator Kits | N | 345 | 58.5% | 143.175
3EM24188BD | 11 GHz Single Shelf Repeater Diplexer Clamp and Isolator Kits | N | 826 | 58.5% | 342.79
3EM24188BE | 11 GHz 1+1 HSB, SD w/ Combiner Diplexer Clamp and Isolator Kit | N | 1400 | 58.5% | 581
3EM24188BF | 11 GHz 2x(1+0), SD w/ Combiner Diplexer Clamp and Isolator Kit | N | 1295 | 58.5% | 537.425
3EM24188BG | 11 GHz 1+0, SD w/ Combiner Diplexer Clamp and Isolator Kit | N | 605 | 58.5% | 251.075
3EM24188BH | 11 GHz Expansion to 2x(1+0), SD w/ Combiner Dplxr Clamp & Iso Kit | N | 650 | 58.5% | 269.75
3EM24188BJ | 11 GHz Diplexer Clamp Kit Antenna Prot9500 MPR | N | 955 | 58.5% | 396.325
RF Diplexer Filters - Table G
3EM24458AA | RF Diplexer Filter Xmt 5725-5755, Rcv 5790-5820, 30MHz | N | 1000 | 58.5% | 415
3EM24458AB | RF Diplexer Filter Xmt 5755-5785, Rcv 5820-5850, 30MHz | N | 1000 | 58.5% | 415
3EM24458AC | RF Diplexer Filter Xmt 5725-5755, Rcv 5820-5850, 30MHz | N | 1150 | 58.5% | 477.25
3EM16710AB | RF Diplexer Filter Xmt 5925-6175, Rcv 6175-6425, 10 MHz BW | N | 1725 | 58.5% | 715.875
3EM16710AC | RF Diplexer Filter Xmt 6175-6425, Rcv 5925-6175, 10 MHz BW | N | 1725 | 58.5% | 715.875
3EM24335AA | RF Diplexer Filter 5925-6425, 30MHz, Symmetrical | N | 1500 | 58.5% | 622.5
3DB76188AA | RF Diplexer Filter Xmt 5925-6175, Rcv 6175-6425, 60 MHz BW | N | 2000 | 58.5% | 830
3DB76189AA | RF Diplexer Filter Xmt 6175-6425, Rcv 5925-6175, 60 MHz BW | N | 2000 | 58.5% | 830
3EM09730AA | RF Diplexer Filter Xmt 6525-6875, Rcv 6525-6875, 10 MHz BW | N | 920 | 58.5% | 381.8
3EM24333AA | RF Diplexer Filter Xmt 6525-6875, 30Mhz, Symmetrical | N | 1500 | 58.5% | 622.5
967-1585-002 | RF Diplexer Filter Xmt 6440-6750, Rcv 6440-6750, 10 MHz BW | N | 1725 | 58.5% | 715.875
967-1585-003 | RF Diplexer Filter Xmt 6440-6750, Rcv 6750-7080, 10 MHz BW | N | 1380 | 58.5% | 572.7
967-1585-004 | RF Diplexer Filter Xmt 6750-7080, Rcv 6440-6750, 10 MHz BW | N | 1380 | 58.5% | 572.7
967-1585-005 | RF Diplexer Filter Xmt 6750-7080, Rcv 6750-7080, 10 MHz BW | N | 1380 | 58.5% | 572.7
3EM04024AC | RF Diplexer Filter Xmt 6440-6580, Rcv 6740-6920, 30Mhz | N | 1500 | 58.5% | 622.5
3EM04024AD | RF Diplexer Filter Xmt 6581-6740, Rcv 6921-7080, 30Mhz | N | 850 | 58.5% | 352.75
3EM04024AE | RF Diplexer Filter Xmt 6740-6920, Rcv 6440-6580, 30Mhz | N | 1500 | 58.5% | 622.5
3EM04024AF | RF Diplexer Filter Xmt 6921-7080, Rcv 6581-6740, 30Mhz | N | 850 | 58.5% | 352.75
3EM24078AA | RF Diplexer Filter 10550-10680, 10 MHz BW, Symmetrical | N | 1500 | 58.5% | 622.5
3EM24081AA | RF Diplexer Filter 10700-11700, 30 MHz, Symmetrical | N | 1500 | 58.5% | 622.5
RF Space Filters - Table G1
3EM11649AA | RF Diplexer Space Diversity Filter 5725-5755/30MHz | N | 1725 | 58.5% | 715.875
3EM11649AB | RF Diplexer Space Diversity Filter 5755-5785/30MHz | N | 1725 | 58.5% | 715.875
3EM11649AC | RF Diplexer Space Diversity Filter 5790-5820/30MHz | N | 1725 | 58.5% | 715.875
3EM11649AD | RF Diplexer Space Diversity Filter 5820-5850/30MHz | N | 1725 | 58.5% | 715.875
967-0506-002 | RF Diplexer Space Diversity Filter 5925-6175 /10MHz BW | N | 1725 | 58.5% | 715.875
967-0506-003 | RF Diplexer Space Diversity Filter 6175-6425 /10MHz BW | N | 1725 | 58.5% | 715.875
3EM04182AA | RF Diplexer Space Diversity Filter 5925-6050/30MHz | N | 1500 | 58.5% | 622.5
3EM04182AB | RF Diplexer Space Diversity Filter 6050-6175/30MHz | N | 1500 | 58.5% | 622.5
3EM04182AC | RF Diplexer Space Diversity Filter 6175-6300/30MHz | N | 1500 | 58.5% | 622.5
3EM04182AD | RF Diplexer Space Diversity Filter 6300-6425/30MHz | N | 1500 | 58.5% | 622.5
3DB76190AA | RF Diplexer Space Diversity Filter 5925-6175 /60MHz BW | N | 835 | 58.5% | 346.525
3DB76191AA | RF Diplexer Space Diversity Filter 6175-6425 /60MHz BW | N | 835 | 58.5% | 346.525
3EM19463AA | RF Diplexer Space Diversity Filter 6525-6875 / 10MHz BW | N | 835 | 58.5% | 346.525
3EM04235AA | RF Diplexer Space Diversity Filter 6525-6710/30MHz | N | 1500 | 58.5% | 622.5
3EM04235AB | RF Diplexer Space Diversity Filter 6710-6875/30MHz | N | 1500 | 58.5% | 622.5
967-0506-004 | RF Diplexer Space Diversity Filter 6440-6750/10MHz | N | 1750 | 58.5% | 726.25
967-0506-005 | RF Diplexer Space Diversity Filter 67500-7080/10MHz | N | 1500 | 58.5% | 622.5
3EM04235AC | RF Diplexer Space Diversity Filter 6440-6580/30MHz | N | 1150 | 58.5% | 477.25
3EM04235AD | RF Diplexer Space Diversity Filter 6580-6740/30MHz | N | 1000 | 58.5% | 415
3EM04235AE | RF Diplexer Space Diversity Filter 6740-6920/30MHz | N | 1150 | 58.5% | 477.25
3EM04235AF | RF Diplexer Space Diversity Filter 6920-7080/30MHz | N | 1150 | 58.5% | 477.25
3EM24614AA | RF Diplexer Space Diversity Filter 10550-10680 / 10 MHz | N | 1400 | 58.5% | 581
3EM24310AA | RF Diplexer Space Diversity Filter 10700-11200 / 30 MHz | N | 1010 | 58.5% | 419.15
3EM24310AB | RF Diplexer Space Diversity Filter 11200-11700 / 30 MHz | N | 1010 | 58.5% | 419.15
Waveguide Transition Kits - Table G2
3EM23511AA | Diplexer Transition Assy A2 (6Ghz) Position Kit | N | 575 | 58.5% | 238.625
3EM23511AB | Diplexer Transition Assy A3 (6Ghz) Position Kit | N | 345 | 58.5% | 143.175
3EM23511AC | Diplexer Transition Assy A4 (6Ghz) Position Kit | N | 765 | 58.5% | 317.475
3EM23511AD | Diplexer Transition Assy A5 (6Ghz) Position Kit | N | 625 | 58.5% | 259.375
3EM23511AE | Flat Bracket Kit | N | 116 | 58.5% | 48.14
3EM23511AF | Diplexer Transition Assy A2 (11 Ghz) Position Kit | N | 633 | 58.5% | 262.695
3EM23511AG | Diplexer Transition Assy A3 (11 Ghz) Position Kit | N | 405 | 58.5% | 168.075
3EM23511AH | Diplexer Transition Assy A4 (11 Ghz) Position Kit | N | 835 | 58.5% | 346.525
3EM23511AJ | Diplexer Transition Assy A5 (11 Ghz) Position Kit | N | 690 | 58.5% | 286.35
3EM23511AP | 6 GHz Trans Kit A3'Transition Kit A3' | N | 985 | 58.5% | 408.775
3EM23511AQ | 6 GHz Trans Kit A3' FDTransition Kit A3' FD | N | 905 | 58.5% | 375.575
3EM23511AR | 6 GHz Trans Kit A4'Transition Kit A4' | N | 985 | 58.5% | 408.775
3EM23511AS | 6 GHz Trans Kit A4' FDTransition Kit A4' FD | N | 905 | 58.5% | 375.575
3EM23511AT | 11 GHz Trans Kit A3'Transition Kit A3' | N | 1030 | 58.5% | 427.45
3EM23511AU | 11 GHz Trans Kit A3' FDTransition Kit A3' FD | N | 940 | 58.5% | 390.1
3EM23511AV | 11 GHz Trans Kit A4'Transition Kit A4' | N | 980 | 58.5% | 406.7
3EM23511AW | 11 GHz Trans Kit A4' FDTransition Kit A4' FD | N | 825 | 58.5% | 342.375
3EM23511BC | 6 GHz Ext Kit Top - A8 | N | 625 | 58.5% | 259.375
3EM23511BD | 11 GHz Ext Kit Top - A8 | N | 1225 | 58.5% | 508.375
Waveguide Transition Kits - Table G3 (note 1007)
1AB077940016 | Diplexer to Transition Cable Assy 228.6mm | N | 50 | 58.5% | 20.75
1AB077940017 | Diplexer to Transition Cable Assy 304.8mm | N | 55 | 58.5% | 22.825
1AB077940018 | Diplexer to Transition Cable Assy 381mm | N | 75 | 58.5% | 31.125
Stacking Filter Waveguide Kits - Lower 6 Ghz - Table H
3EM24123DA | Stacking Filter L6 GHz Hot Standby W/G Kit 1st MPT | N | 2372 | 58.5% | 984.38
3EM24123DB | Stacking Filter L6 GHz Hot Standby W/G Kit 1st & 2nd MPT | N | 3124 | 58.5% | 1296.46
3EM24123DC | Stacking Filter L6 GHz Hot Stby W/G Kit 3rd MPT | N | 2369 | 58.5% | 983.135
3EM24123DD | Stacking Filter L6 GHz Hot Stby W/G Kit 3rd & 4th MPT | N | 3084 | 58.5% | 1279.86
3EM24123DE | Stacking Filter L6 GHz Hot Stby W/G Kit Add-On 3rd MPT | N | 1575 | 58.5% | 653.625
3EM24123DF | Stacking Filter L6 GHz Hot Stby W/G Kit Add-On 3rd & 4th MPT | N | 1725 | 58.5% | 715.875
3EM24123DG | Stacking Filter L6 GHz Hot Stby W/G Kit Add-On 2nd or 4th MPT | N | 725 | 58.5% | 300.875
Stacking Filter Waveguide Kits - Upper 6 Ghz - Table H
3EM24123EA | Stacking Filter U6 GHz Hot Standby W/G Kit 1st MPT | N | 2372 | 58.5% | 984.38
3EM24123EB | Stacking Filter U6 GHz Hot Standby W/G Kit 1st & 2nd MPT | N | 3124 | 58.5% | 1296.46
3EM24123EC | Stacking Filter U6 GHz Hot Stby W/G Kit 3rd MPT | N | 2369 | 58.5% | 983.135
3EM24123ED | Stacking Filter U6 GHz Hot Stby W/G Kit 3rd & 4th MPT | N | 3084 | 58.5% | 1279.86
3EM24123EE | Stacking Filter U6 GHz Hot Stby W/G Kit Add-On 3rd MPT | N | 1600 | 58.5% | 664
3EM24123EF | Stacking Filter U6 GHz Hot Stby W/G Kit Add-On 3rd & 4th MPT | N | 1800 | 58.5% | 747
3EM24123EG | Stacking Filter U6 GHz Hot Stby W/G Kit Add-On 2nd or 4th MPT | N | 725 | 58.5% | 300.875
Stacking Filter Waveguide Kits - 6 Ghz - Table H
3EM24123AE | Stacking Filter 6 GHz Add-on Space Kit 1st MPT (HSB) | N | 2045 | 58.5% | 848.675
3EM24123AF | Stacking Filter 6 GHz Add-on Space Kit 1st & 2nd MPT (HSB) | N | 2540 | 58.5% | 1054.1
3EM24123BF | Stacking Filter 6 GHz Add-on Space Kit 3rd MPT (HSB) | N | 1450 | 58.5% | 601.75
3EM24123BG | Stacking Filter 6 GHz Add-on Space Kit 3rd & 4th MPT (HSB) | N | 1550 | 58.5% | 643.25
3EM24123AG | Stacking Filter 6 GHz Add-on Space Kit 3rd MPT (HSB) | N | 2257 | 58.5% | 936.655
3EM24123AH | Stacking Filter 6 GHz Add-on Space Kit 3rd & 4th MPT (HSB) | N | 2597 | 58.5% | 1077.755
3EM24123BR | Stacking Filter 6 GHz Add-on Space Kit 2nd or 4th MPT (HSB) | N | 600 | 58.5% | 249
3EM24123AJ | Stacking Filter Initial Bracket Kit | N | 145 | 58.5% | 60.175
3EM24123AK | Stacking Filter Flat Bracket Kit | N | 75 | 58.5% | 31.125
3EM24123AW | Stacking Filter Stacker Bracket Kit | N | 165 | 58.5% | 68.475
3EM24123AL | Stacking Filter Add-on Xmt & Rcv Circulators | N | 963 | 58.5% | 399.645
3EM24123AY | Stacking Filter 6 GHz Freq Div W/G Kit 1st MPT 1x(1+0) | N | 7025 | 58.5% | 2915.375
3EM24123AM | Stacking Filter 6 GHz Freq Div W/G Kit 1st MPT 2x(1+0) | N | 5470 | 58.5% | 2270.05
3EM24123AZ | Stacking Filter 6 GHz Freq Div W/G Kit 1st & 2nd MPT 3x(1+0) | N | 7750 | 58.5% | 3216.25
3EM24123AN | Stacking Filter 6 GHz Freq Div W/G Kit 1st & 2nd MPT 4x(1+0) | N | 6354 | 58.5% | 2636.91
3EM24123BA | Stacking Filter 6 GHz Freq Div W/G Kit 3rd MPT 2nd dir 1x(1+0) | N | 7250 | 58.5% | 3008.75
3EM24123AP | Stacking Filter 6 GHz Freq Div W/G Kit 3rd MPT 2nd dir 2x(1+0) | N | 5723 | 58.5% | 2375.045
3EM24123BB | Stacking Filter 6 GHz Freq Div W/G Kit 3rd & 4th MPT 2nd dir 3x(1+0) | N | 7975 | 58.5% | 3309.625
3EM24123AQ | Stacking Filter 6 GHz Freq Div W/G Kit 3rd & 4th MPT 2nd dir 4x(1+0) | N | 6947 | 58.5% | 2883.005
3EM24123BV | Stacking Filter 6 GHz Freq Div W/G Kit 2nd MPT 2nd Dir 2x(1+0) | N | 4875 | 58.5% | 2023.125
3EM24123BU | Stacking Filter 6 GHz Freq Div W/G Kit 2nd MPT 2nd Dir 1x(1+0) | N | 4700 | 58.5% | 1950.5
3EM24123BC | Stckg Fltr 6 GHz Freq Div W/G Kit Add-on 2nd/4th MPT Grow to 3x(1+0) | N | 1650 | 58.5% | 684.75
3EM24123BD | Stckg Fltr 6 GHz Freq Div W/G Kit Add-on 2nd/4th MPT Grow to 4x(1+0) | N | 1625 | 58.5% | 674.375
3EM24123BE | Stacking Filter 6 GHz Freq Div W/G Kit Add-On Kit Grow 2nd or 4th MPT | N | 825 | 58.5% | 342.375
3EM24123BH | 1st MPT Add Space Div to 1x(1+0) Kit (SD FD) | N | 2950 | 58.5% | 1224.25
3EM24123BJ | 1st MPT Add Space Div to 2x(1+0) Kit (SD FD) | N | 2900 | 58.5% | 1203.5
3EM24123BK | 1st & 2nd MPT Add Space Div to 3x(1+0) Kit (SD FD) | N | 2850 | 58.5% | 1182.75
3EM24123BL | 1st & 2nd MPT Add Space Div to 4x(1+0) Kit (SD FD) | N | 2825 | 58.5% | 1172.375
3EM24123BM | 3rd MPT Add Space Div to 1x(1+0) Kit (SD FD) | N | 2350 | 58.5% | 975.25
3EM24123BN | 3rd MPT Add Space Div to 2x(1+0) Kit (SD FD) | N | 2325 | 58.5% | 964.875
3EM24123BP | 3rd & 4th MPT Add Space Div to 3x(1+0) Kit (SD FD) | N | 2750 | 58.5% | 1141.25
3EM24123BQ | 3rd & 4th MPT Add Space Div to 4x(1+0) Kit (SD FD) | N | 2725 | 58.5% | 1130.875
3EM24123BS | Field Add-On 2nd MPT to 1x(1+0) Kit or 4th MPT to 3x(1+0) (SD FD) | N | 425 | 58.5% | 176.375
3EM24123BT | Field Add-On 3rd MPT to 2x(1+0) Kit (SD FD) | N | 875 | 58.5% | 363.125
Waveguide Extention Kits - Table L
3EM24123AR | 6 GHz W/G Extension Kit Xmt/Rcv A8-A11 | N | 2250 | 58.5% | 933.75
3EM24123AS | 6 GHz W/G Extension Kit Space Div A8-A11 (MPT-HL) | N | 2128 | 58.5% | 883.12
3EM24123AV | 6 GHz W/G Extension Kit Space Div A8-A11 (MPT-HLC) | N | 2885 | 58.5% | 1197.275
3EM24123AU | 6 GHz W/G Extension A8 to Top (Xmt/Rcv or Space Div) | N | 1050 | 58.5% | 435.75
3EM24123AT | 6 GHz W/G Extension A3 to A8, A5 to A10 (Xmt/Rcv or Space Div) | N | 600 | 58.5% | 249
3EM17592AA | Bracket, WG Support (1 hole) | N | 50 | 58.5% | 20.75
3EM17592AB | Bracket, WG Support (2 hole) | N | 65 | 58.5% | 26.975
3EM23867AC | Bracket, WG Support (2 hole) | N | 127 | 58.5% | 52.705
Stacking Filter Waveguide Kits- 11 Ghz - Table H
3EM24166EA | Stacking Filter WG Initial Comb Assy 11 GHz 1st MPT HSB | N | 2609 | 58.5% | 1082.735
3EM24166EB | Stacking Filter WG Initial Comb Assy 11 GHz 1st & 2nd MPT HSB | N | 3436 | 58.5% | 1425.94
3EM24166EC | Stacking Filter WG Add-on Assy 11 GHz 3rd MPT HSB | N | 2605 | 58.5% | 1081.075
3EM24166ED | Stacking Filter WG Add-on Assy 11 GHz 3rd & 4th MPT HSB | N | 3392 | 58.5% | 1407.68
3EM24166EE | Stacking Filter 11 GHz Hot Stby W/G Kit Add-On 3rd MPT | N | 2290 | 58.5% | 950.35
3EM24166EF | Stacking Filter 11 GHz Hot Stby W/G Kit Add-On 3rd & 4th MPT | N | 2915 | 58.5% | 1209.725
3EM24166EG | Stacking Filter 11 GHz Hot Stby W/G Kit Add-On 2nd or 4th MPT | N | 875 | 58.5% | 363.125
3EM24166FE | Stacking Filter WG Add SD Assy 11 GHz 1st MPT (HSB) | N | 2249 | 58.5% | 933.335
3EM24166FF | Stacking Filter WG Add SD Assy 11 GHz 1st & 2nd MPT (HSB) | N | 2794 | 58.5% | 1159.51
3EM24166GF | Stacking Filter 11 GHz Add-on Space Kit 3rd MPT (HSB) | N | 1395 | 58.5% | 578.925
3EM24166GG | Stacking Filter 11 GHz Add-on Space Kit 3rd & 4th MPT (HSB) | N | 1995 | 58.5% | 827.925
3EM24166FG | Stacking Filter WG Add SD Assy 11 GHz 3rd MPT (HSB) | N | 2482 | 58.5% | 1030.03
3EM24166FH | Stacking Filter WG Add SD Assy 11 GHz 3rd & 4th MPT (HSB) | N | 2856 | 58.5% | 1185.24
3EM24166GR | Stacking Filter 11 GHz Add-on Space Kit 2nd or 4th MPT (HSB) | N | 950 | 58.5% | 394.25
3EM24166AJ | Stacking Filter Initial Bracket Kit | N | 159 | 58.5% | 65.985
3EM24123AK | Stacking Filter Flat Bracket Kit | N | 75 | 58.5% | 31.125
3EM24123AW | Stacking Filter Stacker Bracket Kit | N | 165 | 58.5% | 68.475
3EM24166AK | Stacking Filter Add-on XMT & RCV Circulators | N | 1059 | 58.5% | 439.485
3EM24166FY | Stacking Filter 11 GHz Freq Div W/G Kit 1st MPT 1x(1+0) | N | 5450 | 58.5% | 2261.75
3EM24166FL | Stacking Filter 11 GHz Freq Div W/G Kit 1st MPT 2x(1+0) | N | 6017 | 58.5% | 2497.055
3EM24166FZ | Stacking Filter 11 GHz Freq Div W/G Kit 1st & 2nd MPT 3x(1+0) | N | 7250 | 58.5% | 3008.75
3EM24166FM | Stacking Filter 11 GHz Freq Div W/G Kit 1st & 2nd MPT 4x(1+0) | N | 6989 | 58.5% | 2900.435
3EM24166GA | Stacking Filter 11 GHz Freq Div W/G Kit 3rd MPT 2nd dir 1x(1+0) | N | 6150 | 58.5% | 2552.25
3EM24166FN | Stacking Filter 11 GHz Freq Div W/G Kit 3rd MPT 2x(1+0) | N | 6295 | 58.5% | 2612.425
3EM24166GB | Stacking Filter 11 GHz Freq Div W/G Kit 3rd & 4th MPT 2nd dir 3x(1+0) | N | 7850 | 58.5% | 3257.75
3EM24166FP | Stacking Filter 11 GHz Freq Div W/G Kit 3rd & 4th MPT 4x(1+0) | N | 7641 | 58.5% | 3171.015
3EM24166GV | Stacking Filter 11 GHz Freq Div W/G Kit 2nd MPT 2nd Dir 2x(1+0) | N | 5500 | 58.5% | 2282.5
3EM24166GU | Stacking Filter 11 GHz Freq Div W/G Kit 2nd MPT 2nd Dir 1x(1+0) | N | 4700 | 58.5% | 1950.5
3EM24166GC | Stckg Fltr 11 GHz Freq Div W/G Kit Add-on 2nd/4th MPT Grow to 3x(1+0) | N | 1825 | 58.5% | 757.375
3EM24166GD | Stckg Fltr 11 GHz Freq Div W/G Kit Add-on 2nd/4th MPT Grow to 4x(1+0) | N | 1775 | 58.5% | 736.625
3EM24166GE | Stacking Filter 11 GHz Freq Div W/G Kit Add-On Kit Grow 2nd MPT | N | 1425 | 58.5% | 591.375
3EM24166GW | Stacking Filter 11 GHz Freq Div W/G Kit Add-On Kit Grow 4th MPT | N | 1275 | 58.5% | 529.125
3EM24166GH | 1st MPT Add Space Div to 1x(1+0) Kit (SD FD) | N | 2145 | 58.5% | 890.175
3EM24166GJ | 1st MPT Add Space Div to 2x(1+0) Kit (SD FD) | N | 2550 | 58.5% | 1058.25
3EM24166GK | 1st & 2nd MPT Add Space Div to 3x(1+0) Kit (SD FD) | N | 3000 | 58.5% | 1245
3EM24166GL | 1st & 2nd MPT Add Space Div to 4x(1+0) Kit (SD FD) | N | 3200 | 58.5% | 1328
3EM24166GM | 3rd MPT Add Space Div to 1x(1+0) Kit (SD FD) | N | 1975 | 58.5% | 819.625
3EM24166GN | 3rd MPT Add Space Div to 2x(1+0) Kit (SD FD) | N | 2375 | 58.5% | 985.625
3EM24166GP | 3rd & 4th MPT Add Space Div to 3x(1+0) Kit (SD FD) | N | 2850 | 58.5% | 1182.75
3EM24166GQ | 3rd & 4th MPT Add Space Div to 4x(1+0) Kit (SD FD) | N | 3000 | 58.5% | 1245
3EM24166GS | Field Add-On 2nd MPT to 1x(1+0) Kit (SD FD) | N | 725 | 58.5% | 300.875
3EM24166GY | Field Add-On 4th MPT to 3x(1+0) Kit (SD FD) | N | 635 | 58.5% | 263.525
3EM24166GT | Field Add-On 3rd MPT to 2x(1+0) Kit (SD FD) | N | 900 | 58.5% | 373.5
Waveguide Extention Kits - Table L
3EM24166AQ | 11 GHz WG Ext Xmt-Rcv Kit Positions A8-A11 Left or Right | N | 1169 | 58.5% | 485.135
3EM24166AR | 11 GHz W/G Extension Kit Space Div A8-A11 (MPT-HL) | N | 1290 | 58.5% | 535.35
3EM24166AV | 11 GHz W/G Extension Kit Space Div A8-A11 (MPT-HLC) | N | 1825 | 58.5% | 757.375
RF Stacking Filters - 6 GHz Table J
3EM16948AG | RCV RF Stacking Filter 5725-5850 MHz | N | 900 | 58.5% | 373.5
3EM16949AG | XMT RF Stacking Filter 5725-5850 MHz | N | 900 | 58.5% | 373.5
3EM16948AA | RCV RF Stacking Filter 5925-6175 MHz | N | 1100 | 58.5% | 456.5
3EM16949AB | XMT RF Stacking Filter 6175-6425 MHz | N | 1150 | 58.5% | 477.25
3EM16948AB | RCV RF Stacking Filter 6175-6425 MHz | N | 1200 | 58.5% | 498
3EM16949AA | XMT RF Stacking Filter 5925-6175 MHz | N | 1650 | 58.5% | 684.75
3DB76113AA | RF Stacking Filter 5925-6175 MHz (XMT or RCV) | N | 725 | 58.5% | 300.875
3DB76114AA | RF Stacking Filter 6175-6425 MHz (XMT or RCV) | N | 725 | 58.5% | 300.875
3DB76092AA | 60 MHz Filter Flange Adapter Kit | N | 105 | 58.5% | 43.575
3EM16948AD | RCV RF Stacking Filter 6525-6875 MHz | N | 950 | 58.5% | 394.25
3EM16949AD | XMT RF Stacking Filter 6525-6875 MHz | N | 950 | 58.5% | 394.25
3EM16948AE | RCV RF Stacking Filter 6440-6740 MHz | N | 1700 | 58.5% | 705.5
3EM16949AF | XMT RF Stacking Filter 6740-7080 MHz | N | 1250 | 58.5% | 518.75
3EM16948AF | RCV RF Stacking Filter 6740-7080 MHz | N | 1250 | 58.5% | 518.75
3EM16949AE | XMT RF Stacking Filter 6440-6740 MHz | N | 978 | 58.5% | 405.87
RF Stacking Filters - 11 GHz - Table J
3EM24166JC | RF Filter Kit, Rcv 10.7 - 11.2, 30 MHz BW | N | 1500 | 58.5% | 622.5
3EM24166JD | RF Filter Kit, Rcv 11.2 - 11.7, 30 MHz BW | N | 1500 | 58.5% | 622.5
3EM24166JA | RF Filter Kit, Xmt 10.7 - 11.2, 30 MHz BW | N | 1500 | 58.5% | 622.5
3EM24166JB | RF Filter Kit, Xmt 11.2 - 11.7, 30 MHz BW | N | 1500 | 58.5% | 622.5
3EM24166JE | RF Filter Kit, 10.7 - 11.2, 60 MHz CH | N | 1500 | 58.5% | 622.5
3EM24166JF | RF Filter Kit, 11.2 - 11.7, 60 MHz CH | N | 1500 | 58.5% | 622.5
Cable Kits - Table J1
3EM23523AJ | Stacking Cable Assy Hot Standby 1:10 Coupler | N | 1145 | 58.5% | 475.175
3EM23523AK | Stacking Cable Assy Hot Standby W/ Space Diversity | N | 1150 | 58.5% | 477.25
3EM23523AL | Stacking Cable Assy Freq Diversity 2x(1+0) | N | 450 | 58.5% | 186.75
3EM23523AM | Stacking Cable Assy 1+0 Non-Standby Circulators Right-Rear | N | 200 | 58.5% | 83
3EM23523AN | Stacking Cable Assy 1+0 Non-Standby Circulators Left-Rear | N | 235 | 58.5% | 97.525
3EM23523AP | Stacking Cable Assy Expansion to 2x(1+0) Circulators Right-Rear | N | 235 | 58.5% | 97.525
3EM23523AQ | Stacking Cable Assy Expansion to 2x(1+0) Circulators Left-Rear | N | 200 | 58.5% | 83
3EM23523AR | Stacking Cable Assy Hot-Standby, Space Div with Combiner | N | 1345 | 58.5% | 558.175
3EM23523AS | Stacking Cable Assy Freq Diversity 2x(1+0), Space Div with Combiner | N | 500 | 58.5% | 207.5
3EM23523AT | Freq Div 1x(1+0), Space Div w/Combiner Circulators Right-Rear | N | 285 | 58.5% | 118.275
3EM23523AU | Freq Div 1x(1+0), Space Div w/Combiner Circulators Left-Rear | N | 350 | 58.5% | 145.25
3EM23523AV | Expansion to 2x(1+0), SD w/ Combiner Circulators Right-Rear | N | 345 | 58.5% | 143.175
3EM23523AW | Expansion to 2x(1+0), SD w/ Combiner Circulators Left-Rear | N | 290 | 58.5% | 120.35
3EM23523AY | Hot Standby w/ Transmitter Diversity Antenna | N | 915 | 58.5% | 379.725
Isolator Kits - L6 - Table J2
3EM23524AA | Isolator Assy Lower 6 GHz Hot Standby 1:10 Coupler | N | 461 | 58.5% | 191.315
3EM23524AB | Isolator Assy Lower 6 GHz Hot Standby Space Diversity or FD | N | 449 | 58.5% | 186.335
3EM23524AC | Isolator Assy Lower 6 GHz 1+0 (Non-Standby) | N | 224 | 58.5% | 92.96
3EM23524AG | Isolator Assy Lower 6 GHz 1+1 HSB, Space Div w/ Combiner | N | 840 | 58.5% | 348.6
3EM23524AH | Isolator Assy Lower 6 GHz 2x(1+0), Space Div w/ Combiner | N | 650 | 58.5% | 269.75
3EM23524AJ | Isolator Assy Lower 6 GHz 1+0, Space Div w/ Combiner | N | 325 | 58.5% | 134.875
3EM23524AK | Isolator Assy Lower 6 GHz Hot-Standby w/ Transmit Diversity Antenna | N | 750 | 58.5% | 311.25
Isolator Kits - U6 - Table J2
3EM23524AD | Isolator Assy Upper 6 GHz Hot Standby 1:10 Coupler | N | 479 | 58.5% | 198.785
3EM23524AE | Isolator Assy Upper 6 GHz Hot Standby Space Diversity or FD | N | 466 | 58.5% | 193.39
3EM23524AF | Isolator Assy Upper 6 GHz 1+0 (Non-Standby) | N | 233 | 58.5% | 96.695
3EM23524AL | Isolator Assy Upper 6 GHz 1+1 HSB, Space Div w/ Combiner | N | 925 | 58.5% | 383.875
3EM23524AM | Isolator Assy Upper 6 GHz 2x(1+0), Space Div w/ Combiner | N | 725 | 58.5% | 300.875
3EM23524AN | Isolator Assy Upper 6 GHz 1+0, Space Div w/ Combiner | N | 365 | 58.5% | 151.475
3EM23524AP | Isolator Assy Upper 6 GHz Hot-Standby w/ Transmit Diversity Antenna | N | 895 | 58.5% | 371.425
Isolator Kits - 10.5/11 GHz - Table J2
3EM24189AA | Isolator Assy 10.5/11 GHz Hot Standby 1:10 Coupler | N | 526 | 58.5% | 218.29
3EM24189AB | Isolator Assy 10.5/11 GHz Hot Standby Space Diversity or FD | N | 512 | 58.5% | 212.48
3EM24189AC | Isolator Assy 10.5/11 GHz 1+0 (Non-Standby) | N | 256 | 58.5% | 106.24
3EM24189AD | Isolator Assy 10.5/11 GHz 1+1 HSB, Space Div w/ Combiner | N | 750 | 58.5% | 311.25
3EM24189AE | Isolator Assy 10.5/11 GHz 2x(1+0), Space Div w/ Combiner | N | 720 | 58.5% | 298.8
3EM24189AF | Isolator Assy 10.5/11 GHz 1+0, Space Div w/ Combiner | N | 375 | 58.5% | 155.625
3EM24189AH | Isolator Assy 10.5 GHz Hot-Standby w/ Transmit Diversity Antenna | N | 850 | 58.5% | 352.75
3EM24189AG | Isolator Assy 11 GHz Hot-Standby w/ Transmit Diversity Antenna | N | 850 | 58.5% | 352.75
Flange Adapter Kit - Table J3
3MU00179CA | W/G Flange CPR-137 Kit, 1 Port | N | 250 | 58.5% | 103.75
3MU00179CB | W/G Flange CPR-159 Kit, 1 Port | N | 200 | 58.5% | 83
3MU00179CC | W/G Flange CMR -159 Kit, 1 Port | N | 200 | 58.5% | 83
3MU00179CE | W/G Flange CPR-90 Kit, 1 Port | N | 250 | 58.5% | 103.75
Waveguide - Table H
3EM24197AA | 6 GHz WAVEGUIDE, STRAIGHT | N | 350 | 58.5% | 145.25
3EM24197AB | 6 GHz WAVEGUIDE, STRAIGHT | N | 475 | 58.5% | 197.125
3EM24191AA | 6 GHz E-E BEND WAVEGUIDE ADAPTER | N | 650 | 58.5% | 269.75
3EM24191AB | 6 GHz E-E BEND WAVEGUIDE ADAPTER | N | 650 | 58.5% | 269.75
3EM24197AC | 6 GHz WAVEGUIDE, STRAIGHT | N | 750 | 58.5% | 311.25
3EM24190AA | 6 GHz E-E-H-H BEND WAVEGUIDE ADAPTER | N | 1150 | 58.5% | 477.25
3EM24190AB | 6 GHz E-E-H-H BEND WAVEGUIDE ADAPTER | N | 1150 | 58.5% | 477.25
3EM24190AD | 6 GHz E-E-H-H BEND WAVEGUIDE ADAPTER | N | 1150 | 58.5% | 477.25
ACCP Lower 6 GHz
3DB76151AB | KIT SUPPORT WG R70 UP/DOWN | N | 490 | 58.5% | 203.35
3DB76152AC | KIT BRANCHING CH1 SIDE UP | N | 1835 | 58.5% | 761.525
3DB76153AC | KIT BRANCHING CH1 DOWN | N | 2150 | 58.5% | 892.25
3DB76154AB | KIT EXPANSION BRACKETS CHANNELS 3-5-7 UP/DOWN | N | 385 | 58.5% | 159.775
3DB76155AB | KIT EXPANSION TX-RX CHANNELS 3-5-7 | N | 525 | 58.5% | 217.875
3DB76156AB | KIT EXPANSION TX-RX CH.2-4-6-8 | N | 400 | 58.5% | 166
3DB76157AC | KIT BRANCHING RX-DIV CH1 UP | N | 575 | 58.5% | 238.625
3DB76158AC | KIT BRANCHING RX-DIV CH1 DOWN | N | 1175 | 58.5% | 487.625
3DB76159AB | KIT EXTENSION RX DIV. CHANELS 3-5-7 | N | 250 | 58.5% | 103.75
3DB76161AB | KIT EXTENSION RX-DIV.CHANNELS 2-4-6-8 UP/DOWN | N | 200 | 58.5% | 83
3DB76285AA | 5.9-6.95 GHz circulator, RX | N | 230 | 58.5% | 95.45
3DB76285BA | 5.9-6.95 GHz circulator, TX | N | 288 | 58.5% | 119.52
3DB01185AA | WR137 Power Absorber 5,6-7,1 GHz | N | 95 | 58.5% | 39.425
3DB02412AA | FLANGED STUB L=47MM (x CH2) | N | 55 | 58.5% | 22.825
3DB02414AA | FLANGED STUB L=141 MM (x CH3) | N | 81 | 58.5% | 33.615
3DB02415AA | FLANGED STUB L=188 MM (x CH4) | N | 92 | 58.5% | 38.18
3DB02417AA | FLANGED STUB L=282 MM (x CH5) | N | 115 | 58.5% | 47.725
3DB02418AA | FLANGED STUB L=329 MM (x CH6) | N | 115 | 58.5% | 47.725
3DB24240AA | FLANGED STUB L=423 MM (x CH7) | N | 135 | 58.5% | 56.025
3DB76146AA | FLANGED STUB R70 L=470 MM (x CH8) | N | 200 | 58.5% | 83
3DB76145AA | FLANGED STUB R70 (CPR137) | N | 225 | 58.5% | 93.375
3DB76246AA | FLANGED STUB R70 (L=210mm) (CMR137) | N | 100 | 58.5% | 41.5
3DB76131AA | TUNED 6 CAV FILTER 5.90-6.20 GHz CH 30 MHz | N | 775 | 58.5% | 321.625
3DB76132AA | TUNED 6 CAV FILTER 6.15-6.45 GHz CH 30 MHz | N | 775 | 58.5% | 321.625
3DB76286AA | TUNED 6 CAV FILTER 6,4-6,75 GHz CH 30 MHz (BW 25,5MHz) | N | 775 | 58.5% | 321.625
3DB76287AA | TUNED 6 CAV FILTER 6.7-7,1 GHz CH 30 MHz (BW 25,5 MHz) | N | 775 | 58.5% | 321.625
3DB76197AA | REJECTION FILTER 3 cav. 6L INF | N | 475 | 58.5% | 197.125
3DB76198AA | REJECTION FILTER 3 cav. 6L SUP | N | 475 | 58.5% | 197.125
3DB76113AA | RF Stacking Filter 5925-6175 MHz (XMT or RCV) 60 MHz | N | 725 | 58.5% | 300.875
3DB76114AA | RF Stacking Filter 6175-6425 MHz (XMT or RCV) 60 MHz | N | 725 | 58.5% | 300.875
3DB76199AA | REJECTION FILTER 6 CAV. 6L INF (Only for Ch 60 Mhz) | N | 425 | 58.5% | 176.375
3DB76200AA | REJECTION FILTER 6 CAV. 6L SUP (Only for Ch 60 Mhz) | N | 425 | 58.5% | 176.375
3CC50266AB | KIT SCREW FOR DOUBLE REJECTION FILTERS | N | 5 | 58.5% | 2.075
3DB80438AA | SHORTING PLATE KIT | N | 55 | 58.5% | 22.825
3DB76258AB | KIT BRANCHING TX SPLIT ON RXD 1+0 UP | N | 3050 | 58.5% | 1265.75
3DB76259AB | KIT BRANCHING TX SPLIT ON RXD 1+0 DOWN | N | 3850 | 58.5% | 1597.75
3DB76261AB | KIT EXP. CONFIG. 3+0 5+0 7+0 UP/DOWN | N | 935 | 58.5% | 388.025
3DB76260AB | KIT.EXP. CONFIG. 2+0 4+0 6+0 8+0 UP/DOWN | N | 815 | 58.5% | 338.225
3DB76162AA | KIT FIXING BRACKET BRANCH. CONFIG. 5+0 7+0 | N | 85 | 58.5% | 35.275
3DB76262AA | KIT FIX BRACKETS TX ON RXD FOR EVEN CONFIGURATION | N | 95 | 58.5% | 39.425
1AB441920005 | UW ISOLATOR COAX 5,73-6,43GHZ - 51A32-27*20dB | N | 252.69 | 58.5% | 104.8664
1AB456210001 | UW ISOLATOR COAX 5,73-6,43GHZ - 51A32-29*20dB | N | 225 | 58.5% | 93.375
1AB443880001 | UW ISOLATOR COAX 6,43-7,25GHZ - 51A27-06* 20dB | N | 252.69 | 58.5% | 104.8664
1AB470490001 | UW ISOLATOR COAX 6,43-7,13GHZ - 60D294-29* 20dB | N | 275 | 58.5% | 114.125
3DB76304AA | KIT EXPANSION TX-RX CH9 6L-6U | N | 1500 | 58.5% | 622.5
3DB76305AA | KIT EXPANSION RX DIV. CH9 6L-6U | N | 750 | 58.5% | 311.25
3DB76306AA | KIT EXPANSION CONFIG 9+0 TX-RX SPLIT ON RXD | N | 1845 | 58.5% | 765.675
3DB76307AA | KIT BRANCHING CONFIG. 10+0 TX-RX SPLIT ON RXD | N | 335 | 58.5% | 139.025
ACCP Cable Kits Lower 6 GHz
3EM23523CA | MPT-HLC ACCP Ch 1, 3, 5, 7 Cable Kit | N | 160 | 58.5% | 66.4
3EM23523CB | MPT-HLC ACCP Ch 2, 4, 6, 8 Cable Kit | N | 160 | 58.5% | 66.4
3EM23523CC | 6 G MPT-HLC ACCP SD Ch 1,3,5,7 Cable Kit | N | 80 | 58.5% | 33.2
3EM23523CD | 6 G MPT-HLC ACCP SD Ch 2,4,6,8 Cable Kit | N | 80 | 58.5% | 33.2
ACCP 11 GHz
3DB76151AB | KIT SUPPORT WG UP/DOWN | N | 490 | 58.5% | 203.35
3DB76151AC | KIT SUPPORT WG UP/DOWN | N | 415 | 58.5% | 172.225
3DB76201AB | KIT BRANCHING TX-RX CH1 SIDE UP 11 GHz | N | 1975 | 58.5% | 819.625
3DB76202AB | KIT BRANCHING CH1 SIDE DOWN 11 GHz | N | 1775 | 58.5% | 736.625
3DB76203AB | KIT EXT. BRACKETS CHANNELS 3-5-7 11 GHz | N | 550 | 58.5% | 228.25
3DB76204AA | KIT EXT. TX-RX CH 3-5-7 UP/DOWN 11 GHz | N | 945 | 58.5% | 392.175
3DB76205AA | KIT EXT. TX-RX CH 2-4-6-8 UP/DOWN 11GHz | N | 600 | 58.5% | 249
3DB76206AB | KIT BRANCHING RX-DIV CH1 UP 11 GHz | N | 825 | 58.5% | 342.375
3DB76207AB | KIT BRANCHING RX-DIV CH1 DOWN 11 GHz | N | 815 | 58.5% | 338.225
3DB76208AA | KIT EXT RX-DIV. CH 3-5-7 UP/DOWN 11 GHz | N | 475 | 58.5% | 197.125
3DB76209AA | KIT EXT RX-DIV.CH 2-4-6-8 UP/DOWN 11 GHz | N | 300 | 58.5% | 124.5
3DB02132AA | 11 GHZ CIRCULATOR | N | 300 | 58.5% | 124.5
3DB80566AA | FILTER 11,2-11,7 GHZ 6 CAV.BW 40 MHZ | N | 1098 | 58.5% | 455.67
3DB80567AA | FILTER 10,7-11,2 GHZ 6 CAV.BW 40 MHZ | N | 1098 | 58.5% | 455.67
3DB76228AA | FILTER 11,2-11,7 GHZ 6 CAV.BW 40 MHZ | N | 1325 | 58.5% | 549.875
3DB76229AA | FILTER 10,7-11,2 GHZ 6 CAV.BW 40 MHZ | N | 1325 | 58.5% | 549.875
3DB02189AA | TERMINATION 11-13GHZ WR75 | N | 125 | 58.5% | 51.875
3DB76215AA | FLANGED STUB R120 L=261mm (TX-RX and RXD - UP) | N | 175 | 58.5% | 72.625
3DB76223AA | DOUBLE BEND E PLANE R120 (TX-RX - DOWN) | N | 485 | 58.5% | 201.275
3DB76222AA | FLANGED STUB R120 L=39mm (2CH) | N | 145 | 58.5% | 60.175
3DB76216AA | FLANGED STUB R120 L=141mm (3CH) | N | 150 | 58.5% | 62.25
3DB76217AA | FLANGED STUB R120 L=180mm (4CH) | N | 150 | 58.5% | 62.25
3DB76218AA | FLANGED STUB R120 L=282mm (5CH) | N | 165 | 58.5% | 68.475
3DB76219AA | FLANGED STUB R120 L=321mm (6CH) | N | 165 | 58.5% | 68.475
3DB76220AA | FLANGED STUB R120 L=423mm (7CH) | N | 165 | 58.5% | 68.475
3DB76221AA | FLANGED STUB R120 L=462mm (8CH) | N | 175 | 58.5% | 72.625
3DB80699AA | CLOSED KIT CHANNEL CIRCULATOR | N | 20 | 58.5% | 8.3
3DB76264AA | FLANGED STUB R120 L=564mm (9CH) | N | 135 | 58.5% | 56.025
3DB76265AA | FLANGED STUB R120 L=603mm (10CH) | N | 175 | 58.5% | 72.625
3DB76266AA | FLANGED STUB R120 L=705mm (11CH) | N | 175 | 58.5% | 72.625
3DB76270AA | KIT CLOSURE EMPTY SLOT | N | 110 | 58.5% | 45.65
3DB76271AA | KIT BRANCHING TX SPLIT ON RXD 1+0 UP | N | 3015 | 58.5% | 1251.225
3DB76272AA | KIT BRANCHING TX SPLIT ON RXD 1+0 DOWN | N | 2955 | 58.5% | 1226.325
3DB76281AA | KIT EXP. 2+0 TX SPLIT ON RXD UP AND DOWN | N | 1065 | 58.5% | 441.975
3DB76273AA | KIT EXP. CONFIG. 3+0 5+0 7+0 9+0 11+0 | N | 1415 | 58.5% | 587.225
3DB76274AA | KIT EXP. CONFIG. 4+0 6+0 8+0 9+0 10+0 | N | 1070 | 58.5% | 444.05
3DB76275AA | KIT FIX. BRACK. BRANCH. CONFIG. 1+0 5+0 7+0 9+0 11+0 | N | 85 | 58.5% | 35.275
3DB76276AA | KIT FIX. BRACKET TX ON RXD FOR EVEN CONFIG | N | 45 | 58.5% | 18.675
ACCP Cable Kits 11 GHz
3EM23523CE | MPT-HLC ACCP Ch 1, 3, 5, 7 Cable Kit | N | 160 | 58.5% | 66.4
3EM23523CF | MPT-HLC ACCP Ch 2, 4, 6, 8 Cable Kit | N | 160 | 58.5% | 66.4
3EM23523CG | 11 G MPT-HLC ACCP SD Ch 1,3,5,7 Cable Kit | N | 80 | 58.5% | 33.2
3EM23523CH | 11 G MPT-HLC ACCP SD Ch 2,4,6,8 Cable Kit | N | 80 | 58.5% | 33.2
MPT-HCv2 5.8G 64MHz
3DB20913BA | MPT-HC V2 5,8GHz 5725.5-5785.5 | Y | 9230 | 58.5% | 3830.45
3DB20914BA | MPT-HC V2 5,8GHz 5789.5-5849.5 | Y | 9230 | 58.5% | 3830.45
3DB20913BB | MPT-HC V2 5,8GHz 5725.5-5785.5 (GR-3108 version) | Y | 9230 | 58.5% | 3830.45
3DB20914BB | MPT-HC V2 5,8GHz 5789.5-5849.5 (GR-3108 version) | Y | 9230 | 58.5% | 3830.45
Outdoor PoE
3DB19194AA | PD-9501GO/FP/AC-NA | N | 1190 | 58.5% | 493.85
3DB19195AA | PD-OUT-MBK | N | 160 | 58.5% | 66.4
MPT-HC Cables
3CC52191AA | Light Service alignment kit with LEMO connector | N | 284 | 58.5% | 117.86
MPT-HC CAT5e IM Table A6
1AC016760006 | Cat5e cable - GLP is per foot | N | 1.15 | 58.5% | 0.47725
1AD040130004 | Ground kit – (qty 3 per run, based on length) | N | 58.52 | 58.5% | 24.2858
3CC50251AA | Ground kit, 2M – (qty 3 per run, based on length) | N | 72 | 58.5% | 29.88
1AB074610027 | RJ-45 connector for indoor and outdoor ends of cat5e | N | 8.17 | 58.5% | 3.3906
1AB150990002 | R2CT connector protection for RJ45 outdoor | N | 34.36 | 58.5% | 14.2594
1AD160490001 | Tool HIROSE RJ45 IDU-ODU cable assembling | N | 2064.15 | 58.5% | 856.6223
MPT-HC CAT5e Cords A4
3CC52199AE | 3m Preassembled CAT5e R2TC/RJ45 | N | 232 | 58.5% | 96.28
3CC52199AF | 5m Preassembled CAT5e R2TC/RJ45 | N | 244 | 58.5% | 101.26
3CC52199AG | 10m Preassembled CAT5e R2TC/RJ45 | N | 272 | 58.5% | 112.88
3CC52199AA | 25m Preassembled CAT5e R2TC/RJ45 | N | 418 | 58.5% | 173.47
3CC52199AJ | 40m Preassembled CAT5e R2TC/RJ45 | N | 500 | 58.5% | 207.5
3CC52199AB | 50m Preassembled CAT5e R2TC/RJ45 | N | 745 | 58.5% | 309.175
3CC52199AC | 75m Preassembled CAT5e R2TC/RJ45 | N | 1081 | 58.5% | 448.615
3CC52199AD | 100m Preassembled CAT5e R2TC/RJ45 | N | 1408 | 58.5% | 584.32
MPT-HC CAT5e Cords A4
3CC50097AA | Fiber storage -pole/wall mount (100m) | N | 199.26 | 58.5% | 82.6929
3CC50095AA | Fiber storage - rack mount (25 m) | N | 313.71 | 58.5% | 130.1897
MPT-HC XPIC Cables Table E5
3CC52186CA | XPIC cable 1 m | N | 140.94 | 58.5% | 58.4901
MPT-HC Battery IM
3CC50030AA | Single Lightning Arrest Kit | N | 470 | 58.5% | 195.05
1AB251350001 | LPF for batt, 2 wire N adapter (filters 48v from ODU) | N | 650 | 58.5% | 269.75
1AB328430001 | Lightning arrestor RJ-45 router ouput (MPRe) | N | 725.25 | 58.5% | 300.9788
3CC50158AA | Support for 1AB37230001 LA, max 8 LA | N | 65 | 58.5% | 26.975
3CC52188AA | N- to Free Wire | N | 85.73 | 58.5% | 35.578
3CC52159AA | Pig-tail, 2 wires to N-connector, 4 m (batt to N then LA, LPF…) | N | 113 | 58.5% | 46.895
3CC52167AA | N- to RJ45 | N | 182 | 58.5% | 75.53
3EM23272AA | KIT SUPPORT FOR 3 CORDS N/QMA IDU | N | 18.5 | 58.5% | 7.6775
3EM23311AA | N Jack Bulkhead to QMA Plug (14 inch) | N | 69.3 | 58.5% | 28.7595
3EM23311AB | N Jack Bulkhead to QMA Plug (108 inch) | N | 442 | 58.5% | 183.43
1AC014320002 | Coaxial Cable LMR-400 FR - price per foot | N | 8.51 | 58.5% | 3.5317
357-9194-000 | STRAIGHT MALE N MALE N COAXIAL Barrel | N | 35 | 58.5% | 14.525
1AB095530045 | Connector N PPC Straight Male | N | 40.77 | 58.5% | 16.9196
1AB095530044 | Connector N PPC Right Angle Male | N | 68 | 58.5% | 28.22
1AB095530046 | Connector N PPC Straight Female | N | 46.6 | 58.5% | 19.339
1AB383930001 | Compression Tool for PPC | N | 1790 | 58.5% | 742.85
1AB350440001 | LMR grounding kit | N | 141.75 | 58.5% | 58.8263
3CC50029AA | Single Lightning Arrest Bracket | N | 68 | 58.5% | 28.22
UBT 5.8-6 GHz
3DB29105AA | UBT-S 6GHz | Y | 7000 | 58.5% | 2905
3DB29106AA | UBT-S 5.8-6GHz HP | Y | 8000 | 58.5% | 3320
3DB29205AA | UBT-T 6GHz | Y | 11500 | 58.5% | 4772.5
3DB29206AA | UBT-T 5.8-6GHz HP | Y | 13000 | 58.5% | 5395
3DB28582AA | AIM-S 5.8GHz 63 MHz SB1 | N | 1500 | 58.5% | 622.5
3DB28582BA | AIM-S 5.8GHz 63 MHz SB2 | N | 1500 | 58.5% | 622.5
3DB28584AA | AIM-S 6GHz 150 MHz SB1 | N | 1500 | 58.5% | 622.5
3DB28584BA | AIM-S 6GHz 150 MHz SB2 | N | 1500 | 58.5% | 622.5
3DB28589AA | AIM-S 6GHz 160/170/180 MHz SB1 | N | 1500 | 58.5% | 622.5
3DB28589BA | AIM-S 6GHz 160/170/180 MHz SB2 | N | 1500 | 58.5% | 622.5
3DB28589CA | AIM-S 6GHz 160/170/180 MHz SB3 | N | 1500 | 58.5% | 622.5
3DB28589DA | AIM-S 6GHz 160/170/180 MHz SB4 | N | 1500 | 58.5% | 622.5
3DB28590AA | AIM-S 6GHz 252,04 MHz SB1 | N | 1500 | 58.5% | 622.5
3DB28590BA | AIM-S 6GHz 252,04 MHz SB2 | N | 1500 | 58.5% | 622.5
3DB28590CA | AIM-S 6GHz 252,04 MHz SB3 | N | 1500 | 58.5% | 622.5
3DB28591AA | AIM-S 6GHz 340 MHz SB1 | N | 1500 | 58.5% | 622.5
3DB28591BA | AIM-S 6GHz 340 MHz SB2 | N | 1500 | 58.5% | 622.5
3DB28591CA | AIM-S 6GHz 340 MHz SB3 | N | 1500 | 58.5% | 622.5
3DB28768AA | AIM-T-C L6GHz 252.04MHz SB1 SB2 | N | 2500 | 58.5% | 1037.5
3DB28769AA | AIM-T-C L6GHz 252.04MHz SB2 SB3 | N | 2500 | 58.5% | 1037.5
3DB28552AA | AIM-T-C 6GHz 150 MHz SB1/SB1 | N | 2500 | 58.5% | 1037.5
3DB28552BA | AIM-T-C 6GHz 150 MHz SB2/SB2 | N | 2500 | 58.5% | 1037.5
3DB28553AA | AIM-T-C 6GHz 160/170/180 MHz SB1/SB1 | N | 2500 | 58.5% | 1037.5
3DB28553BA | AIM-T-C 6GHz 160/170/180 MHz SB2/SB2 | N | 2500 | 58.5% | 1037.5
3DB28553CA | AIM-T-C 6GHz 160/170/180 MHz SB3/SB3 | N | 2500 | 58.5% | 1037.5
3DB28553DA | AIM-T-C 6GHz 160/170/180 MHz SB4/SB4 | N | 2500 | 58.5% | 1037.5
3DB28554AA | AIM-T-C 6GHz 252,04 MHz SB1/SB1 | N | 2500 | 58.5% | 1037.5
3DB28554BA | AIM-T-C 6GHz 252,04 MHz SB2/SB2 | N | 2500 | 58.5% | 1037.5
3DB28554CA | AIM-T-C 6GHz 252,04 MHz SB3/SB3 | N | 2500 | 58.5% | 1037.5
3DB28556AA | AIM-T-C 6GHz 340 MHz SB1/SB1 | N | 2500 | 58.5% | 1037.5
3DB28556BA | AIM-T-C 6GHz 340 MHz SB2/SB2 | N | 2500 | 58.5% | 1037.5
3DB28556CA | AIM-T-C 6GHz 340 MHz SB3/SB3 | N | 2500 | 58.5% | 1037.5
3DB28915AA | AIM-T-O 5.8GHz 63 MHz SB1 | N | 2500 | 58.5% | 1037.5
3DB28915BA | AIM-T-O 5.8GHz 63 MHz SB2 | N | 2500 | 58.5% | 1037.5
3DB28622AA | AIM-T-O 6GHz 150 MHz SB1/SB1 | N | 2500 | 58.5% | 1037.5
3DB28622BA | AIM-T-O 6GHz 150 MHz SB2/SB2 | N | 2500 | 58.5% | 1037.5
3DB28623AA | AIM-T-O 6GHz 160/170/180 MHz SB1/SB1 | N | 2500 | 58.5% | 1037.5
3DB28623BA | AIM-T-O 6GHz 160/170/180 MHz SB2/SB2 | N | 2500 | 58.5% | 1037.5
3DB28623CA | AIM-T-O 6GHz 160/170/180 MHz SB3/SB3 | N | 2500 | 58.5% | 1037.5
3DB28623DA | AIM-T-O 6GHz 160/170/180 MHz SB4/SB4 | N | 2500 | 58.5% | 1037.5
3DB28624AA | AIM-T-O 6GHz 252,04 MHz SB1/SB1 | N | 2500 | 58.5% | 1037.5
3DB28624BA | AIM-T-O 6GHz 252,04 MHz SB2/SB2 | N | 2500 | 58.5% | 1037.5
3DB28624CA | AIM-T-O 6GHz 252,04 MHz SB3/SB3 | N | 2500 | 58.5% | 1037.5
3DB29574AA | AIM-T-O L6GHz 252.04MHz SB1/SB2 | N | 2500 | 58.5% | 1037.5
3DB29579AA | AIM-T-O 6GHz 252,04MHz SB2 SB3 | N | 2500 | 58.5% | 1037.5
3DB28625AA | AIM-T-O 6GHz 340 MHz SB1/SB1 | N | 2500 | 58.5% | 1037.5
3DB28625BA | AIM-T-O 6GHz 340 MHz SB2/SB2 | N | 2500 | 58.5% | 1037.5
3DB28625CA | AIM-T-O 6GHz 340 MHz SB3/SB3 | N | 2500 | 58.5% | 1037.5
3DB28507AA | AIM-T-D 5.8GHz 63 MHz SB1 | N | 2500 | 58.5% | 1037.5
3DB28507BA | AIM-T-D 5.8GHz 63 MHz SB2 | N | 2500 | 58.5% | 1037.5
3DB28510AA | AIM-T-D 6GHz 150 MHz SB1/SB1 | N | 2500 | 58.5% | 1037.5
3DB28510BA | AIM-T-D 6GHz 150 MHz SB2/SB2 | N | 2500 | 58.5% | 1037.5
3DB28514AA | AIM-T-D 6GHz 160/170/180 MHz SB1/SB1 | N | 2500 | 58.5% | 1037.5
3DB28514BA | AIM-T-D 6GHz 160/170/180 MHz SB2/SB2 | N | 2500 | 58.5% | 1037.5
3DB28514CA | AIM-T-D 6GHz 160/170/180 MHz SB3/SB3 | N | 2500 | 58.5% | 1037.5
3DB28514DA | AIM-T-D 6GHz 160/170/180 MHz SB4/SB4 | N | 2500 | 58.5% | 1037.5
3DB28520AA | AIM-T-D 6GHz 252,04 MHz SB1/SB1 | N | 2500 | 58.5% | 1037.5
3DB28520BA | AIM-T-D 6GHz 252,04 MHz SB2/SB2 | N | 2500 | 58.5% | 1037.5
3DB28520CA | AIM-T-D 6GHz 252,04 MHz SB3/SB3 | N | 2500 | 58.5% | 1037.5
3DB29575AA | AIM-T-D L6GHz 252.04MHz SB1/SB2 | N | 2500 | 58.5% | 1037.5
3DB29581AA | AIM-T-D 6GHz 252,04MHz SB2 SB3 | N | 2500 | 58.5% | 1037.5
3DB28521AA | AIM-T-D 6GHz 340 MHz SB1/SB1 | N | 2500 | 58.5% | 1037.5
3DB28521BA | AIM-T-D 6GHz 340 MHz SB2/SB2 | N | 2500 | 58.5% | 1037.5
3DB28521CA | AIM-T-D 6GHz 340 MHz SB3/SB3 | N | 2500 | 58.5% | 1037.5
3DB29604AA | AIM-T-D U6GHz 160MHz SB1/SB2 | N | 2500 | 58.5% | 1037.5
3DB29605AA | AIM-T-D U6GHz 160MHz SB2/SB3 | N | 2500 | 58.5% | 1037.5
3DB29606AA | AIM-T-D U6GHz 160MHz SB3/SB4 | N | 2500 | 58.5% | 1037.5
3DB29601AA | AIM-T-O U6GHz 160MHz SB1/SB2 | N | 2500 | 58.5% | 1037.5
3DB29602AA | AIM-T-O U6GHz 160MHz SB2/SB3 | N | 2500 | 58.5% | 1037.5
3DB29603AA | AIM-T-O U6GHz 160MHz SB3/SB4 | N | 2500 | 58.5% | 1037.5
3DB28765AA | AIM-T-C U6GHz 160MHz SB1/SB2 | N | 2500 | 58.5% | 1037.5
3DB28766AA | AIM-T-C U6GHz 160MHz SB2/SB3 | N | 2500 | 58.5% | 1037.5
3DB28767AA | AIM-T-C U6GHz 160MHz SB3/SB4 | N | 2500 | 58.5% | 1037.5
UBT 11 GHz
3DB29110AB | UBT-S 10-11 GHz | Y | 7000 | 58.5% | 2905
3DB29111AB | UBT-S 10-11 GHz HP | Y | 8000 | 58.5% | 3320
3DB29210AB | UBT-T 10-11 GHz | N | 11500 | 58.5% | 4772.5
3DB29211AB | UBT-T 10-11 GHz HP | N | 13000 | 58.5% | 5395
3DB29110AC | UBT-S 10-11 GHz | Y | 7000 | 58.5% | 2905
3DB29111AC | UBT-S 10-11 GHz HP | Y | 8000 | 58.5% | 3320
3DB29210AC | UBT-T 10-11 GHz | N | 11500 | 58.5% | 4772.5
3DB29211AC | UBT-T 10-11 GHz HP | N | 13000 | 58.5% | 5395
3DB28210AA | AIM-S 11GHz 490-500-520-530MHz SB1 | N | 1500 | 58.5% | 622.5
3DB28210BA | AIM-S 11GHz 490-520-530MHz SB2 | N | 1500 | 58.5% | 622.5
3DB28210CA | AIM-S 11GHz 490-520-530MHz SB3 | N | 1500 | 58.5% | 622.5
3DB28210DA | AIM-S 11GHz 490-500-520-530MHz SB4 | N | 1500 | 58.5% | 622.5
3DB28211AA | AIM-T-C 11GHz 490-500-520-530MHz SB1 | N | 2500 | 58.5% | 1037.5
3DB28211BA | AIM-T-C 11GHz 490-520-530MHz SB2 | N | 2500 | 58.5% | 1037.5
3DB28211CA | AIM-T-C 11GHz 490-520-530MHz SB3 | N | 2500 | 58.5% | 1037.5
3DB28211DA | AIM-T-C 11GHz 490-500-520-530MHz SB4 | N | 2500 | 58.5% | 1037.5
3DB28212AA | AIM-T-O 11GHz 490-500-520-530MHz SB1 | N | 2500 | 58.5% | 1037.5
3DB28212BA | AIM-T-O 11GHz 490-520-530MHz SB2 | N | 2500 | 58.5% | 1037.5
3DB28212CA | AIM-T-O 11GHz 490-520-530MHz SB3 | N | 2500 | 58.5% | 1037.5
3DB28212DA | AIM-T-O 11GHz 490-500-520-530MHz SB4 | N | 2500 | 58.5% | 1037.5
3DB28227AA | AIM-T-C 11GHz 490-520-530MHz SB1 SB2 | N | 2500 | 58.5% | 1037.5
3DB28228AA | AIM-T-C 11GHz 490-520-530MHz SB2 SB3 | N | 2500 | 58.5% | 1037.5
3DB28229AA | AIM-T-C 11GHz 490-520-530MHz SB3 SB4 | N | 2500 | 58.5% | 1037.5
3DB28289AA | AIM-T-D 11GHz 490-520-530MHz SB1 | N | 2500 | 58.5% | 1037.5
3DB28289BA | AIM-T-D 11GHz 490-520-530MHz SB2 | N | 2500 | 58.5% | 1037.5
3DB28289CA | AIM-T-D 11GHz 490-520-530MHz SB3 | N | 2500 | 58.5% | 1037.5
3DB28289DA | AIM-T-D 11GHz 490-520-530MHz SB4 | N | 2500 | 58.5% | 1037.5
3DB29607AA | AIM-T-D 11GHz 490MHz SB1/SB2 | N | 2500 | 58.5% | 1037.5
3DB29608AA | AIM-T-D 11GHz 490MHz SB2/SB3 | N | 2500 | 58.5% | 1037.5
3DB29609AA | AIM-T-D 11GHz 490MHz SB3/SB4 | N | 2500 | 58.5% | 1037.5
3DB29356AA | AIM-T-O 11GHz 490MHz SB1/SB2 | N | 2500 | 58.5% | 1037.5
3DB29357AA | AIM-T-O 11GHz 490MHz SB2/SB3 | N | 2500 | 58.5% | 1037.5
3DB29358AA | AIM-T-O 11GHz 490MHz SB3/SB4 | N | 2500 | 58.5% | 1037.5
3DB28227AA | AIM-T-C 11GHz 490MHz SB1/SB2 | N | 2500 | 58.5% | 1037.5
3DB28228AA | AIM-T-C 11GHz 490MHz SB2/SB3 | N | 2500 | 58.5% | 1037.5
3DB28229AA | AIM-T-O 11GHz 490MHz SB3/SB4 | N | 2500 | 58.5% | 1037.5
UBT 13-15 GHz
3DB29115AC | UBT-S 13-15 GHz | N | 6000 | 58.5% | 2490
3DB29215AC | UBT-T 13-15 GHz | N | 9750 | 58.5% | 4046.25
3DB28093AA | AIM-S 13GHz 225MHz SB1 | N | 1200 | 58.5% | 498
3DB28093BA | AIM-S 13GHz 225MHz SB2 | N | 1200 | 58.5% | 498
3DB28093CA | AIM-S 13GHz 225MHz SB3 | N | 1200 | 58.5% | 498
3DB28093DA | AIM-S 13GHz 225MHz SB4 | N | 1200 | 58.5% | 498
3DB28094AA | AIM-T-C 13GHz 225MHz SB1 | N | 2000 | 58.5% | 830
3DB28094BA | AIM-T-C 13GHz 225MHz SB2 | N | 2000 | 58.5% | 830
3DB28094CA | AIM-T-C 13GHz 225MHz SB3 | N | 2000 | 58.5% | 830
3DB28094DA | AIM-T-C 13GHz 225MHz SB4 | N | 2000 | 58.5% | 830
3DB28095AA | AIM-T-O 13GHz 225MHz SB1 | N | 2000 | 58.5% | 830
3DB28095BA | AIM-T-O 13GHz 225MHz SB2 | N | 2000 | 58.5% | 830
3DB28095CA | AIM-T-O 13GHz 225MHz SB3 | N | 2000 | 58.5% | 830
3DB28095DA | AIM-T-O 13GHz 225MHz SB4 | N | 2000 | 58.5% | 830
3DB28171AA | AIM-T-D 13GHz 225MHz SB1 | N | 2000 | 58.5% | 830
3DB28171BA | AIM-T-D 13GHz 225MHz SB2 | N | 2000 | 58.5% | 830
3DB28171CA | AIM-T-D 13GHz 225MHz SB3 | N | 2000 | 58.5% | 830
3DB28171DA | AIM-T-D 13GHz 225MHz SB4 | N | 2000 | 58.5% | 830
3DB28096AA | AIM-S 13GHz 266MHz SB1 | N | 1200 | 58.5% | 498
3DB28096BA | AIM-S 13GHz 266MHz SB2 | N | 1200 | 58.5% | 498
3DB28096CA | AIM-S 13GHz 266MHz SB3 | N | 2000 | 58.5% | 830
3DB28097AA | AIM-T-C 13GHz 266MHz SB1 | N | 2000 | 58.5% | 830
3DB28097BA | AIM-T-C 13GHz 266MHz SB2 | N | 2000 | 58.5% | 830
3DB28097CA | AIM-T-C 13GHz 266MHz SB3 | N | 2000 | 58.5% | 830
3DB28098AA | AIM-T-O 13GHz 266MHz SB1 | N | 2000 | 58.5% | 830
3DB28098BA | AIM-T-O 13GHz 266MHz SB2 | N | 2000 | 58.5% | 830
3DB28098CA | AIM-T-O 13GHz 266MHz SB3 | N | 2000 | 58.5% | 830
3DB28172AA | AIM-T-D 13GHz 266MHz SB1 | N | 2000 | 58.5% | 830
3DB28172BA | AIM-T-D 13GHz 266MHz SB2 | N | 2000 | 58.5% | 830
3DB28172CA | AIM-T-D 13GHz 266MHz SB3 | N | 2000 | 58.5% | 830
3DB28114BA | AIM-S 15GHz 475MHz SB2 | N | 1200 | 58.5% | 498
3DB28114DA | AIM-S 15GHz 475MHz SB4 | N | 1200 | 58.5% | 498
3DB28115BA | AIM-T-C 15GHz 475MHz SB2 | N | 2000 | 58.5% | 830
3DB28115DA | AIM-T-C 15GHz 475MHz SB4 | N | 2000 | 58.5% | 830
3DB28116BA | AIM-T-O 15GHz 475MHz SB2 | N | 2000 | 58.5% | 830
3DB28116DA | AIM-T-O 15GHz 475MHz SB4 | N | 2000 | 58.5% | 830
3DB28123AA | AIM-S 15GHz 640MHz SB1 | N | 1200 | 58.5% | 498
3DB28124AA | AIM-T-C 15GHz 640MHz SB1 | N | 2000 | 58.5% | 830
3DB28125AA | AIM-T-O 15GHz 640MHz SB1 | N | 2000 | 58.5% | 830
3DB28177BA | AIM-T-D 15GHz 475MHz SB2 | N | 2000 | 58.5% | 830
3DB28177DA | AIM-T-D 15GHz 475MHz SB4 | N | 2000 | 58.5% | 830
3DB28180AA | AIM-T-D 15GHz 640MHz SB1 | N | 2000 | 58.5% | 830
UBT 18 GHz
3DB29118AB | UBT-S 18 GHz | Y | 6000 | 58.5% | 2490
3DB29218AB | UBT-T 18 GHz | Y | 9750 | 58.5% | 4046.25
3DB28066AB | AIM-S 18GHz 1560MHz SB1 (integrated and non-integrated antenna) | N | 1200 | 58.5% | 498
3DB28071AA | AIM-T-C 18GHz 1560MHz SB1 | N | 2000 | 58.5% | 830
3DB28072AA | AIM-T-O 18GHz 1560MHz SB1 | N | 2000 | 58.5% | 830
3DB28185AA | AIM-T-D 18GHz 1560MHz SB1 | N | 2000 | 58.5% | 830
UBT 23 GHz
3DB29123AB | UBT-S 23 GHz | N | 6000 | 58.5% | 2490
3DB29223AB | UBT-T 23 GHz | N | 9750 | 58.5% | 4046.25
3DB28090AA | AIM-S 23GHz 1200MHz SB1 | N | 1200 | 58.5% | 498
3DB28090BA | AIM-S 23GHz 1200MHz SB2 | N | 1200 | 58.5% | 498
3DB28090CA | AIM-S 23GHz 1200MHz SB3 | N | 1200 | 58.5% | 498
3DB28091AA | AIM-T-C 23GHz 1200MHz SB1 | N | 2000 | 58.5% | 830
3DB28091BA | AIM-T-C 23GHz 1200MHz SB2 | N | 2000 | 58.5% | 830
3DB28091CA | AIM-T-C 23GHz 1200MHz SB3 | N | 2000 | 58.5% | 830
3DB28222AA | AIM-T-C 23GHz 1200MHz SB1 SB2 | N | 2000 | 58.5% | 830
3DB28223AA | AIM-T-C 23GHz 1200MHz SB2 SB3 | N | 2000 | 58.5% | 830
3DB28092AA | AIM-T-O 23GHz 1200MHz SB1 | N | 2000 | 58.5% | 830
3DB28092BA | AIM-T-O 23GHz 1200MHz SB2 | N | 2000 | 58.5% | 830
3DB28092CA | AIM-T-O 23GHz 1200MHz SB3 | N | 2000 | 58.5% | 830
3DB28744AA | AIM-T-O 23GHz 1200MHz SB1/SB2 | N | 2000 | 58.5% | 830
3DB28745AA | AIM-T-O 23GHz 1200MHz SB2/SB3 | N | 2000 | 58.5% | 830
3DB28189AA | AIM-T-D 23GHz 1200MHz SB1 | N | 2000 | 58.5% | 830
3DB28189BA | AIM-T-D 23GHz 1200MHz SB2 | N | 2000 | 58.5% | 830
3DB28189CA | AIM-T-D 23GHz 1200MHz SB3 | N | 2000 | 58.5% | 830
3DB29612AA | AIM-T-D 23GHz 1200MHz SB1/SB2 | N | 2000 | 58.5% | 830
3DB29613AA | AIM-T-D 23GHz 1200MHz SB2/SB3 | N | 2000 | 58.5% | 830
UBT 24-26 GHz
3DB29126AA | UBT-S 24-26 GHz | Y | 6000 | 58.5% | 2490
3DB29226AA | UBT-T 24-26 GHz | Y | 9750 | 58.5% | 4046.25
3DB28152AA | AIM-S 24GHz 800MHz SB1 | N | 1200 | 58.5% | 498
3DB28153AA | AIM-T-C 24GHz 800MHz SB1 | N | 2000 | 58.5% | 830
3DB28154AA | AIM-T-O 24GHz 800MHz SB1 | N | 2000 | 58.5% | 830
3DB28190AA | AIM-T-D 24GHz 800MHz SB1 | N | 2000 | 58.5% | 830
UBT 28-32 GHz
3DB29132AA | UBT-S 28-32 GHz | Y | 6000 | 58.5% | 2490
3DB29232AA | UBT-T 28-32 GHz | Y | 9750 | 58.5% | 4046.25
3DB28666AA | AIM-S 28GHz 430-450MHz SB1 | N | 1200 | 58.5% | 498
3DB28666BA | AIM-S 28GHz 430-450MHz SB2 | N | 1200 | 58.5% | 498
3DB28666CA | AIM-S 28GHz 430-450MHz SB3 | N | 1200 | 58.5% | 498
3DB28666DA | AIM-S 28GHz 430-450MHz SB4 | N | 1200 | 58.5% | 498
3DB28669AA | AIM-T-C 28GHz 430-450MHz SB1 | N | 2000 | 58.5% | 830
3DB28669BA | AIM-T-C 28GHz 430-450MHz SB2 | N | 2000 | 58.5% | 830
3DB28669CA | AIM-T-C 28GHz 430-450MHz SB3 | N | 2000 | 58.5% | 830
3DB28669DA | AIM-T-C 28GHz 430-450MHz SB4 | N | 2000 | 58.5% | 830
3DB28672AA | AIM-T-O 28GHz 430-450MHz SB1 | N | 2000 | 58.5% | 830
3DB28672BA | AIM-T-O 28GHz 430-450MHz SB2 | N | 2000 | 58.5% | 830
3DB28672CA | AIM-T-O 28GHz 430-450MHz SB3 | N | 2000 | 58.5% | 830
3DB28672DA | AIM-T-O 28GHz 430-450MHz SB4 | N | 2000 | 58.5% | 830
3DB28675AA | AIM-T-D 28GHz 430-450MHz SB1 | N | 2000 | 58.5% | 830
3DB28675BA | AIM-T-D 28GHz 430-450MHz SB2 | N | 2000 | 58.5% | 830
3DB28675CA | AIM-T-D 28GHz 430-450MHz SB3 | N | 2000 | 58.5% | 830
3DB28675DA | AIM-T-D 28GHz 430-450MHz SB4 | N | 2000 | 58.5% | 830
3DB28668AA | AIM-S 32GHz 812MHz SB1 | N | 1200 | 58.5% | 498
3DB28668BA | AIM-S 32GHz 812MHz SB2 | N | 1200 | 58.5% | 498
3DB28671AA | AIM-T-C 32GHz 812MHz SB1 | N | 2000 | 58.5% | 830
3DB28671BA | AIM-T-C 32GHz 812MHz SB2 | N | 2000 | 58.5% | 830
3DB28674AA | AIM-T-O 32GHz 812MHz SB1 | N | 2000 | 58.5% | 830
3DB28674BA | AIM-T-O 32GHz 812MHz SB2 | N | 2000 | 58.5% | 830
3DB28677AA | AIM-T-D 32GHz 812MHz SB1 | N | 2000 | 58.5% | 830
3DB28677BA | AIM-T-D 32GHz 812MHz SB2 | N | 2000 | 58.5% | 830
UBT 38 GHz
3DB29138AB | UBT-S 38 GHz | Y | 6000 | 58.5% | 2490
3DB29238AB | UBT-T 38 GHz | Y | 9750 | 58.5% | 4046.25
3DB28058AA | AIM-S 38GHz 700MHz SB1 | N | 1200 | 58.5% | 498
3DB28058BA | AIM-S 38GHz 700MHz SB2 | N | 1200 | 58.5% | 498
3DB28058CA | AIM-S 38GHz 700MHz SB3 | N | 1200 | 58.5% | 498
3DB28058DA | AIM-S 38GHz 700MHz SB4 | N | 1200 | 58.5% | 498
3DB28060AA | AIM-T-C 38GHz 700MHz SB1 | N | 2000 | 58.5% | 830
3DB28060BA | AIM-T-C 38GHz 700MHz SB2 | N | 2000 | 58.5% | 830
3DB28060CA | AIM-T-C 38GHz 700MHz SB3 | N | 2000 | 58.5% | 830
3DB28060DA | AIM-T-C 38GHz 700MHz SB4 | N | 2000 | 58.5% | 830
3DB28061AA | AIM-T-O 38GHz 700MHz SB1 | N | 2000 | 58.5% | 830
3DB28061BA | AIM-T-O 38GHz 700MHz SB2 | N | 2000 | 58.5% | 830
3DB28061CA | AIM-T-O 38GHz 700MHz SB3 | N | 2000 | 58.5% | 830
3DB28061DA | AIM-T-O 38GHz 700MHz SB4 | N | 2000 | 58.5% | 830
3DB28193AA | AIM-T-D 38GHz 700MHz SB1 | N | 2000 | 58.5% | 830
3DB28193BA | AIM-T-D 38GHz 700MHz SB2 | N | 2000 | 58.5% | 830
3DB28193CA | AIM-T-D 38GHz 700MHz SB3 | N | 2000 | 58.5% | 830
3DB28193DA | AIM-T-D 38GHz 700MHz SB4 | N | 2000 | 58.5% | 830
UBT-m
3DB29170AB | UBT-m 80 GHz Low | Y | 10500 | 58.5% | 4357.5
3DB29180AB | UBT-m 80 GHz High | Y | 10500 | 58.5% | 4357.5
3DB29171AA | UBT-mX 80 GHz Low | Y | 11500 | 58.5% | 4772.5
3DB29181AA | UBT-mX 80 GHz High | Y | 11500 | 58.5% | 4772.5
3DB29178AA | UBT-mU 80 GHz Low | Y | 11000 | 58.5% | 4565
3DB29188AA | UBT-mU 80 GHz High | Y | 11000 | 58.5% | 4565
Network Interface Module
3DB28691AA | Network Interface Module (NIM) | Y | 3450 | 58.5% | 1431.75
UBT Ancillary Equipment
3CC52225AA | Q-XCO to Octis optical pigtail | N | 394 | 58.5% | 163.51
3DB28411AA | UBT-m XPIC cable 0,70 m | N | 731 | 58.5% | 303.365
3DB28410AA | XPIC cable 2.5 m for UBT-S | N | 357 | 58.5% | 148.155
3DB28410AB | XPIC cable 10 m for UBT-S | N | 667 | 58.5% | 276.805
3DB28410AC | XPIC cable 15 m for UBT-S | N | 754 | 58.5% | 312.91
3DB28410AD | XPIC cable 1 m for UBT-S | N | 195 | 58.5% | 80.925
3CC50306AA | Adaptor nose 6 GHz | N | 106 | 58.5% | 43.99
3CC50318AA | Adaptor nose 11GHz | N | 106 | 58.5% | 43.99
3CC50321AA | Adaptor nose 38-42GHz | N | 106 | 58.5% | 43.99
3CC50316AA | Adaptor nose 28-32GHz | N | 106 | 58.5% | 43.99
3CC50310AA | Adaptor nose 13GHz | N | 106 | 58.5% | 43.99
3CC50312AA | Adaptor nose 15GHz | N | 106 | 58.5% | 43.99
3CC50314AA | Adaptor nose 18-26GHz | N | 106 | 58.5% | 43.99
3CC58368AA | Coupler 3 dB 6GHz UBT | N | 886 | 58.5% | 367.69
3CC58367AA | Coupler 10 dB 6GHz UBT | N | 886 | 58.5% | 367.69
3CC58351AA | Coupler 3 dB 10/11 GHz UBT | N | 886 | 58.5% | 367.69
3CC58350AA | Coupler 10 dB 10/11 GHz UBT | N | 886 | 58.5% | 367.69
3CC58344AA | Coupler 3 dB 13-15 GHz UBT | N | 886 | 58.5% | 367.69
3CC58348AA | Coupler 10 dB 13-15 GHz UBT | N | 886 | 58.5% | 367.69
3CC58345AA | Coupler 3 dB 18-26 GHz UBT | N | 886 | 58.5% | 367.69
3CC58341AA | Coupler 10 dB 18-26 GHz UBT | N | 886 | 58.5% | 367.69
3CC58346AA | Coupler 3 dB 28-32 GHz UBT | N | 886 | 58.5% | 367.69
3CC58342AA | Coupler 10 dB 28-32 GHz UBT | N | 886 | 58.5% | 367.69
3CC58347AA | Coupler 3 dB 38-42 GHz UBT | N | 886 | 58.5% | 367.69
3CC58343BA | Coupler 10 dB 38-42 GHz UBT | N | 886 | 58.5% | 367.69
3CC58407AA | hybrid coupler 6 GHz 10 dB | N | 886 | 58.5% | 367.69
3CC58406AA | hybrid coupler 6 GHz 3 dB | N | 886 | 58.5% | 367.69
3CC58366AA | hybrid coupler 11 GHz 10 dB | N | 886 | 58.5% | 367.69
3CC58365AA | hybrid coupler 11 GHz 3 dB | N | 886 | 58.5% | 367.69
3CC58378AA | hybrid coupler 13 GHz 10 dB | N | 886 | 58.5% | 367.69
3CC58379AA | hybrid coupler 13 GHz 3 dB | N | 886 | 58.5% | 367.69
3CC58393AA | hybrid coupler 15 GHz 10 dB | N | 886 | 58.5% | 367.69
3CC58394AA | hybrid coupler 15 GHz 3 dB | N | 886 | 58.5% | 367.69
3CC58380AA | hybrid coupler 18-26 GHz 10 dB | N | 886 | 58.5% | 367.69
3CC58381AA | hybrid coupler 18-26 GHz 3 dB | N | 886 | 58.5% | 367.69
3CC58382AA | hybrid coupler 28-32 GHz 10 dB | N | 886 | 58.5% | 367.69
3CC58383AA | hybrid coupler 28-32 GHz 3 dB | N | 886 | 58.5% | 367.69
3CC58384AA | hybrid coupler 38 GHz 10 dB | N | 886 | 58.5% | 367.69
3CC58385AA | hybrid coupler 38 GHz 3 dB | N | 886 | 58.5% | 367.69
3CC56939AA | Ortho Mode Transducer UBT 6 GHz | N | 1984 | 58.5% | 823.36
3CC56875AA | Ortho Mode Transducer UBT 10/11 GHz | N | 1984 | 58.5% | 823.36
3CC56876AA | Ortho Mode Transducer UBT 13 GHz | N | 1984 | 58.5% | 823.36
3CC56877AA | Ortho Mode Transducer UBT 15 GHz | N | 1984 | 58.5% | 823.36
3CC56878AA | Ortho Mode Transducer UBT 18 GHz | N | 1984 | 58.5% | 823.36
3CC56879AA | Ortho Mode Transducer UBT 23 GHz | N | 1984 | 58.5% | 823.36
3CC56880AA | Ortho Mode Transducer UBT 26 GHz | N | 1984 | 58.5% | 823.36
3CC56881AA | Ortho Mode Transducer UBT 28 GHz | N | 1984 | 58.5% | 823.36
3CC56882AA | Ortho Mode Transducer UBT 32 GHz | N | 1984 | 58.5% | 823.36
3CC56883AA | Ortho Mode Transducer UBT 38 GHz | N | 1984 | 58.5% | 823.36
3CC56884AA | Ortho Mode Transducer UBT 42 GHz | N | 1984 | 58.5% | 823.36
3CC57114AA | OMT UBT 6 GHz stand-alone Commscope | N | 1050 | 58.5% | 435.75
3CC57116AA | OMT UBT 11 GHz stand-alone Commscope | N | 1050 | 58.5% | 435.75
3CC57117AA | OMT UBT 13-15 GHz stand-alone Commscope | N | 1050 | 58.5% | 435.75
3CC57119AA | OMT UBT 18 GHz stand-alone Commscope | N | 1050 | 58.5% | 435.75
3CC57120AA | OMT UBT 23 GHz stand-alone Commscope | N | 1050 | 58.5% | 435.75
3CC57121AA | OMT UBT 26 GHz stand-alone Commscope | N | 1050 | 58.5% | 435.75
3CC57122AA | OMT UBT 28 GHz stand-alone Commscope | N | 1050 | 58.5% | 435.75
3CC57123AA | OMT UBT 32 GHz stand-alone Commscope | N | 1050 | 58.5% | 435.75
3CC57124AA | OMT UBT 38 GHz stand-alone Commscope | N | 1050 | 58.5% | 435.75
3CC57125AA | OMT UBT 42 GHz stand-alone Commscope | N | 1200 | 58.5% | 498
3CC57126AA | OMT UBT 80 GHz stand-alone | N | 1600 | 58.5% | 664
3CC58402AA | OMT-C UBT 6Ghz Supports Any Antenna Supplier | N | 5850 | 58.5% | 2427.75
3CC58389AA | OMT-C UBT 10/11 GHz Supports Any Antenna Supplier | N | 5850 | 58.5% | 2427.75
3CC58395AA | OMT-C UBT 13 GHz Supports Any Antenna Supplier | N | 5850 | 58.5% | 2427.75
3CC58390AA | OMT-C UBT 15 GHz Supports Any Antenna Supplier | N | 5850 | 58.5% | 2427.75
3CC58391AA | OMT-C UBT 18 GHz Supports Any Antenna Supplier | N | 5850 | 58.5% | 2427.75
3CC58396AA | OMT-C UBT 23 GHz Supports Any Antenna Supplier | N | 5850 | 58.5% | 2427.75
3CC58397AA | OMT-C UBT 26 GHz Supports Any Antenna Supplier | N | 5850 | 58.5% | 2427.75
3CC58398AA | OMT-C UBT 28 GHz Supports Any Antenna Supplier | N | 5850 | 58.5% | 2427.75
3CC58399AA | OMT-C UBT 32 GHz Supports Any Antenna Supplier | N | 5850 | 58.5% | 2427.75
3CC58400AA | OMT-C UBT 38 GHz Supports Any Antenna Supplier | N | 5850 | 58.5% | 2427.75
3CC58401AA | OMT-C UBT 42 GHz Supports Any Antenna Supplier | N | 5850 | 58.5% | 2427.75
1AF30445AAAA | Sway Bar for OMT-C 6-8GHz | N | 180 | 58.5% | 74.7
3CC58363AA | Load for Unsed Coupler 6GHz | N | 150 | 58.5% | 62.25
3CC58334AA | Pole mount for remote UBT/non-integrated ant config with AIM-C (nose adapter is needed) | N | 329 | 58.5% | 136.535
3CC58338AA | Pole mount for remote UBT/non integ ant config with AIM-D (no nose adptr needed) | N | 329 | 58.5% | 136.535
3CC50367AA | Waveguide to N-type for 5.8Ghz | N | 285 | 58.5% | 118.275
3MU00189AA | UBT-S 5.8Ghz Non-Ingreated Antenna Kit | N | 700 | 58.5% | 290.5
3MU00189AB | UBT-T 5.8Ghz Non-Ingreated Antenna Kit | N | 850 | 58.5% | 352.75
UBT-m Install Material
3DB29343AA | UBT-mU pole mount | N | 329 | 58.5% | 136.535
3DB29526AA | L-shaped wall bracket for UBT-mU mount | N | 200 | 58.5% | 83
3DB29337AA | Spacers for UBT-mU + NIM | N | 31 | 58.5% | 12.865
3DB28731AB | UBT-m optical alignment tool (needed for UBT-mU) | N | 3038 | 58.5% | 1260.77
Dual Band
3CC56820AB | Dual Band Antenna 18/80Ghz | N | 2000 | 58.5% | 830
3CC56826AB | Dual Band Antenna 23/80Ghz | N | 2000 | 58.5% | 830
3CC56825AB | Dual Band Antenna 15/80Ghz | N | 2000 | 58.5% | 830
3CC58386AA | OMT for Dual Band antenna 15/80 GHz | N | 650 | 58.5% | 269.75
3CC58387AA | OMT for Dual Band antenna 18/80 GHz | N | 650 | 58.5% | 269.75
3CC58388AA | OMT for Dual Band antenna 23/80 GHz | N | 650 | 58.5% | 269.75
Flex twist
3CC50328AA | Flextwist 13 GHz WR75 PBR120/PBR140 1,2m | N | 815 | 58.5% | 338.225
3CC50329AA | Flextwist 15 GHz WR62 PBR140/PBR140 1,2m | N | 640 | 58.5% | 265.6
3CC50330AA | Flextwist 18 GHz WR42 PBR220/PBR220 1,2m | N | 525 | 58.5% | 217.875
3CC50341AA | Flextwist 11GHz WR90 PBR100/PBR120 1.2m | N | 690 | 58.5% | 286.35
UBT Indoor
3CC50332AA | ASSY Bracket UBT-S or AIM-T-C std rack | N | 450 | 58.5% | 186.75
3CC50336AA | ASSY bracket AIM-T-D std and sismic rack | N | 450 | 58.5% | 186.75
3CC50345AA | ASSY Bracket UBT-S or AIM-T-C sism. rack | N | 450 | 58.5% | 186.75
3CC50348AA | ASSY Bend E-plane UDR70 6 GHz | N | 300 | 58.5% | 124.5
3CC50350AA | ASSY Bend E-plane UBR84 7-8 GHz | N | 250 | 58.5% | 103.75
3CC50351AA | ASSY Bend E-plane UBR100 10-11 GHz | N | 250 | 58.5% | 103.75
3CC50352AA | ASSY Bend E-plane UBR120 13 GHz | N | 330 | 58.5% | 136.95
3CC50353AA | ASSY Bend E-plane UBR140 15 GHz | N | 230 | 58.5% | 95.45
3CC50354AA | ASSY Bend E-plane UBR220 18-26 GHz | N | 220 | 58.5% | 91.3
3CC50355AA | ASSY Bend E-plane UBR320 28-42 GHz | N | 220 | 58.5% | 91.3
UBT AIM Replacement Gaskets
3DB28829AA | Kit gasket AIM-S 10-42GHz - spare only | N | 53 | 58.5% | 21.995
3DB28830AA | Kit gasket AIM-T 10-42GHz - spare only | N | 81 | 58.5% | 33.615
3DB28834AA | Kit gasket AIM-S 6/7/8GHz - spare only | N | 65 | 58.5% | 26.975
3DB28835AA | Kit gasket AIM-T 6/7/8GHz - spare only | N | 104 | 58.5% | 43.16
UBT Installation Material - OCTIS
1AB235300006 | OCTIS housing for powering (high protec) | N | 420 | 58.5% | 174.3
1AB235300007 | OCTIS connector housing for powering | N | 120 | 58.5% | 49.8
1AB235300005 | OCTIS connector housing for fibers | N | 59 | 58.5% | 24.485
1AB235300004 | OCTIS connector housing for RJ45 | N | 53 | 58.5% | 21.995
3CC52229AA | OCTIS Pigtail N for DC | N | 320 | 58.5% | 132.8
3CC52230AA | OCTIS Pigtail N for DC with protection | N | 720 | 58.5% | 298.8
1AB469760001 | OCTIS Extendstion Tube | N | 250 | 58.5% | 103.75
UBT Installation Material - Misc Coax
3EM23311AA | N Jack Bulkhead to QMA Plug (14 inch) | N | 80 | 58.5% | 33.2
3EM23311AB | N Jack Bulkhead to QMA Plug (108 inch) | N | 442 | 58.5% | 183.43
3CC52159AA | Pigtail 2-wires with N-female twd battery (indoor) | N | 113 | 58.5% | 46.895
3CC52159BA | DC pigtail N to 2 wires outdoor | N | 113 | 58.5% | 46.895
1AB357780003 | QMA for coax (6.85mm) at EAC | N | 53 | 58.5% | 21.995
3CC50030AA | Lightning arrestor for coax | N | 350 | 58.5% | 145.25
1AB119710002 | BNC-bananas adapter for antenna alignment | N | 86 | 58.5% | 35.69
UBT Installation Material - 6.85mm Coax
1AC041350002 | Coax cable 6.85mm to power UBT ( meter) | N | 3.45 | 58.5% | 1.4318
1AB095530048 | N-female for coax cable 6.85mm | N | 92 | 58.5% | 38.18
1AB095530036 | N-male for coax cable 6.85mm | N | 36 | 58.5% | 14.94
1AB095530037 | N-male 90 for coax cable 6,85mm | N | 36 | 58.5% | 14.94
1AD040130004 | grounding kit for coax cable 6.85mm | N | 45 | 58.5% | 18.675
3CC50251AA | Ground kit, 2M – (qty 3 per run, based on length) | N | 72 | 58.5% | 29.88
UBT Installation Material - 10.3 Coax
1AC001100022 | Coax cable 10.3mm to power UBT (meter) | N | 6 | 58.5% | 2.49
1AB095530047 | N female connector for 10.3mm | N | 92 | 58.5% | 38.18
1AB095530023 | N-male straight for coax cable 10,3mm | N | 45 | 58.5% | 18.675
1AB095530021 | N-male 90 for coax cable 10,3mm | N | 45 | 58.5% | 18.675
1AB128500002 | Grounding kit for coax cable 10,3mm | N | 50 | 58.5% | 20.75
UBT Installation Material - Power Injector
3DB19491AA | Outdoor Power Injector (OPI) | N | 1780 | 58.5% | 738.7
3DB19158AA | OPI Install Kit | N | 275 | 58.5% | 114.125
3DB19739AA | Outdoor AC Power Supply (OACPS) | N | 1400 | 58.5% | 581
1AC052600002 | Outdoor AC Power Cable (meter) | N | 10.35 | 58.5% | 4.2953
UBT Installation Material - SFP
3CC50387AA | SFP+ 10GBASE-SR | Y | 638 | 58.5% | 264.77
3CC50388AA | SFP+ 10G Base-LR | Y | 1450 | 58.5% | 601.75
3CC50322AA | SFP+ 10G Base-ER | Y | 2250 | 58.5% | 933.75
3CC50302AA | SFP 1000Base-SX 2,5Gbps | Y | 150 | 58.5% | 62.25
3CC50167AA | 1000BASE-SX SFP (mm fiber only) | Y | 70 | 58.5% | 29.05
3CC50168AA | 1000BASE-LX/LH SFP (mm or sm fiber) | Y | 225 | 58.5% | 93.375
UBT Installation Material - MM Fiber UBT to MSS/SAR
3CC52210BA | fiber cord MM LC-LC for UBT 5m | N | 197 | 58.5% | 81.755
3CC52210BB | fiber cord MM LC-LC for UBT 10m | N | 203 | 58.5% | 84.245
3CC52210BC | fiber cord MM LC-LC for UBT 25m | N | 222 | 58.5% | 92.13
3CC52210BD | fiber cord MM LC-LC for UBT 50m | N | 348 | 58.5% | 144.42
3CC52210BE | fiber cord MM LC-LC for UBT 80m | N | 443 | 58.5% | 183.845
3CC52210BF | fiber cord MM LC-LC for UBT 100m | N | 570 | 58.5% | 236.55
3CC52210BG | fiber cord MM LC-LC for UBT 120m | N | 633 | 58.5% | 262.695
3CC52210BH | fiber cord MM LC-LC for UBT 140m | N | 664 | 58.5% | 275.56
3CC52210BL | fiber cord MM LC-LC for UBT 160m | N | 759 | 58.5% | 314.985
3CC52210BM | fiber cord MM LC-LC for UBT 180m | N | 949 | 58.5% | 393.835
3CC52210BN | fiber cord MM LC-LC for UBT 200m | N | 1044 | 58.5% | 433.26
3CC52210BP | fiber cord MM LC-LC for UBT 220m | N | 1076 | 58.5% | 446.54
3CC52210BR | fiber cord MM LC-LC for UBT 250m | N | 1202 | 58.5% | 498.83
3CC52210BS | fiber cord MM LC-LC for UBT 300m | N | 1392 | 58.5% | 577.68
UBT Installation Material - SM Fiber UBT to MSS/SAR
3CC52218BL | fiber cord SM LC-LC for UBT 5m | N | 114 | 58.5% | 47.31
3CC52218BM | fiber cord SM LC-LC for UBT 10m | N | 150 | 58.5% | 62.25
3CC52218BN | fiber cord SM LC-LC for UBT 25m | N | 200 | 58.5% | 83
3CC52218BP | fiber cord SM LC-LC for UBT 50m | N | 360 | 58.5% | 149.4
3CC52218BR | fiber cord SM LC-LC for UBT 80m | N | 495 | 58.5% | 205.425
3CC52218BD | fiber cord SM LC-LC for UBT 100m | N | 614 | 58.5% | 254.81
3CC52218BE | fiber cord SM LC-LC for UBT 120m | N | 677 | 58.5% | 280.955
3CC52218BF | fiber cord SM LC-LC for UBT 140m | N | 728 | 58.5% | 302.12
3CC52218BG | fiber cord SM LC-LC for UBT 160m | N | 823 | 58.5% | 341.545
3CC52218BH | fiber cord SM LC-LC for UBT 180m | N | 1012 | 58.5% | 419.98
3CC52218BA | fiber cord SM LC-LC for UBT 200m | N | 1107 | 58.5% | 459.405
3CC52218BB | fiber cord SM LC-LC for UBT 250m | N | 1265 | 58.5% | 524.975
3CC52218BC | fiber cord SM LC-LC for UBT 300m | N | 1455 | 58.5% | 603.825
UBT Installation Material - Fiber For UBT InterConnect
3CC52211BA | fiber cord MM LC-LC UBT-UBT 1m | N | 105 | 58.5% | 43.575
3CC52211BE | fiber cord MM LC-LC UBT-UBT 2m | N | 110 | 58.5% | 45.65
3CC52211BF | fiber cord MM LC-LC UBT-UBT 5m | N | 114 | 58.5% | 47.31
3CC52211BB | fiber cord MM LC-LC UBT-UBT 10m | N | 150 | 58.5% | 62.25
3CC52211BG | fiber cord MM LC-LC UBT-UBT 15m | N | 155 | 58.5% | 64.325
3CC52211BC | fiber cord MM LC-LC UBT-UBT 20m | N | 161 | 58.5% | 66.815
3CC52211BD | fiber cord MM LC-LC UBT-UBT 40m | N | 240 | 58.5% | 99.6
UBT Installation Material - Hybrid UBT Cable
1AB503120001 | Hybrid UBT Cable - 4x4 Coax/Fiber - 120m | N | 9049.85 | 58.5% | 3755.6878
1AB503130001 | Hybrid UBT Cable - 4x4 Coax/Fiber - 100m | N | 7870.85 | 58.5% | 3266.4028
1AB503140001 | Hybrid UBT Cable - 4x4 Coax/Fiber - 80m | N | 6691.85 | 58.5% | 2777.1178
1AB503150001 | Hybrid UBT Cable - 4x4 Coax/Fiber - 50m | N | 4923.35 | 58.5% | 2043.1903
1AB503160001 | Hybrid UBT Cable - 4x4 Coax/Fiber - 25m | N | 3449.6 | 58.5% | 1431.584
1AB503170001 | Hybrid UBT Cable - 2x2 Coax/Fiber - 120m | N | 7107 | 58.5% | 2949.405
1AB503180001 | Hybrid UBT Cable - 2x2 Coax/Fiber - 80m | N | 5305.95 | 58.5% | 2201.9693
1AB503190001 | Hybrid UBT Cable - 2x2 Coax/Fiber - 100m | N | 6206.5 | 58.5% | 2575.6975
1AB503200001 | Hybrid UBT Cable - 2x2 Coax/Fiber - 50m | N | 3955.2 | 58.5% | 1641.408
1AB503210001 | Hybrid UBT Cable - 2x2 Coax/Fiber - 25m | N | 2829.55 | 58.5% | 1174.2633
HTPT-1-058-CT | Cutting Tool HYBRIFLEX 58 armor US | N | 644.98 | 58.5% | 267.6667
HTPT-1-078-CT | Cutting Tool HYBRIFLEX 78 armor US | N | 695.03 | 58.5% | 288.4375
HTRT-1-001-KIT | Ripcord removal kit US | N | 475.02 | 58.5% | 197.1333
ASLM Capacity RTU - per UBT (single/twin)
3MU00177AAAA | RTU 50Mbps UBT-S Capacity | N | 250 | 58.5% | 103.75
3MU00177ABAA | RTU 100Mbps UBT-S Capacity | N | 3000 | 58.5% | 1245
3MU00177ACAA | RTU 160Mbps UBT-S Capacity | N | 3500 | 58.5% | 1452.5
3MU00177ADAA | RTU 200Mbps UBT-S Capacity | N | 4000 | 58.5% | 1660
3MU00177AEAA | RTU 300Mbps UBT-S Capacity | N | 4500 | 58.5% | 1867.5
3MU00177AFAA | RTU 400Mbps UBT-S Capacity | N | 5000 | 58.5% | 2075
3MU00177AGAA | RTU 600Mbps UBT-S Capacity | N | 5500 | 58.5% | 2282.5
3MU00177AHAA | RTU 800Mbps UBT-S Capacity | N | 6000 | 58.5% | 2490
3MU00177AJAA | RTU 1000Mbps UBT-S Capacity | N | 6500 | 58.5% | 2697.5
3MU00177AKAA | RTU 300Mbps UBT-T Capacity | N | 4500 | 58.5% | 1867.5
3MU00177ALAA | RTU 400Mbps UBT-T Capacity | N | 5000 | 58.5% | 2075
3MU00177AMAA | RTU 600Mbps UBT-T Capacity | N | 5500 | 58.5% | 2282.5
3MU00177ANAA | RTU 800Mbps UBT-T Capacity | N | 6000 | 58.5% | 2490
3MU00177APAA | RTU 1Gbps UBT-T Capacity | N | 6500 | 58.5% | 2697.5
3MU00177AQAA | RTU 1.5Gbps UBT-T Capacity | N | 7000 | 58.5% | 2905
3MU00177ARAA | RTU 2Gbps UBT-T Capacity | N | 7500 | 58.5% | 3112.5
3MU00177ASAA | RTU 1Gbps UBT-m Capacity | N | 6500 | 58.5% | 2697.5
3MU00177ATAA | RTU 1.5Gbps UBT-m Capacity | N | 7000 | 58.5% | 2905
3MU00177AUAA | RTU 2Gbps UBT-m Capacity | N | 7500 | 58.5% | 3112.5
3MU00177AVAA | RTU 3Gbps UBT-m Capacity | N | 8000 | 58.5% | 3320
3MU00177AWAA | RTU 4Gbps UBT-m Capacity | N | 8500 | 58.5% | 3527.5
3MU00177AXAA | RTU 5Gbps UBT-m Capacity | N | 9000 | 58.5% | 3735
3MU00177AYAA | RTU 6Gbps UBT-m Capacity | N | 9500 | 58.5% | 3942.5
3MU00177AZAA | RTU 10Gbps UBT-m Capacity | N | 10000 | 58.5% | 4150
Optional Features per UBT
3MU00177BAAA | RTU UBT-T 2nd TxRx activation | N | 3500 | 58.5% | 1452.5
3MU00177BBAA | RTU UBT-m Large Channel Spacing | N | 1200 | 58.5% | 498
Adaptive modulation - per UBT
3MU00177BDAA | RTU UBT-S Adp Mod | N | 1500 | 58.5% | 622.5
3MU00177BEAA | RTU UBT-T Adp Mod | N | 1500 | 58.5% | 622.5
3MU00177BFAA | RTU UBT-m Adp Mod Ad Bd Rate | N | 1500 | 58.5% | 622.5
HQAM - per UBT
3MU00177BGAA | RTU UBT-S HQAM 2k/4k | N | 1000 | 58.5% | 415
3MU00177BHAA | RTU UBT-T HQAM 2k/4k | N | 1500 | 58.5% | 622.5
3MU00177BJAA | RTU UBT-m HQAM | N | 1000 | 58.5% | 415
XPIC - per UBT
3MU00177BKAA | RTU UBT- S XPIC | N | 1200 | 58.5% | 498
3MU00177BLAA | RTU UBT-T XPIC | N | 1200 | 58.5% | 498
3MU00177BMAA | RTU UBT-m XPIC | N | 1200 | 58.5% | 498
LAG/CA - per UBT link
3MU00177BNAA | RTU UBT CarrierAggreg. Multi freq | N | 1000 | 58.5% | 415
3MU00177BPAA | RTU UBT CarrierAggreg Eband+MW | N | 1500 | 58.5% | 622.5
PTB - per UBT
3MU00177BQAA | RTU UBT-S PTB | N | 4000 | 58.5% | 1660
3MU00177BRAA | RTU UBT-T PTB | N | 4000 | 58.5% | 1660
3MU00177BSAA | RTU UBT-m PTB | N | 4000 | 58.5% | 1660
10G UBT
3MU00177DCAA | UBT-T 10G Full Outdoor | N | 2500 | 58.5% | 1037.5
3MU00177DDAA | UBT-m 10G Full Outdoor | N | 2500 | 58.5% | 1037.5
3MU00177DEAA | UBT-S 10G Full Outdoor | N | 2500 | 58.5% | 1037.5
Capacity Upgrades - per UBT
3MU00177BTAA | UBT-T Upgrade 300Mb to 400Mb | N | 500 | 58.5% | 207.5
3MU00177BUAA | UBT-T Upgrade 400Mb to 600Mb | N | 500 | 58.5% | 207.5
3MU00177BVAA | UBT-T Upgrade 600Mb to 800Mb | N | 500 | 58.5% | 207.5
3MU00177BWAA | UBT-T Upgrade 800Mb to 1000Mb | N | 500 | 58.5% | 207.5
3MU00177BXAA | UBT-T Upgrade 1000Mb to 1500Mb | N | 500 | 58.5% | 207.5
3MU00177BYAA | UBT-T Upgrade 1500Mb to 2000Mb | N | 500 | 58.5% | 207.5
3MU00177BZAA | UBT-m Upgrade 1000Mb to 1500Mb | N | 500 | 58.5% | 207.5
3MU00177CAAA | UBT-m Upgrade 1500Mb to 2000Mb | N | 500 | 58.5% | 207.5
3MU00177CBAA | UBT-m Upgrade 2000Mb to 3000Mb | N | 500 | 58.5% | 207.5
3MU00177CCAA | UBT-m Upgrade 3000Mb to 4000Mb | N | 500 | 58.5% | 207.5
3MU00177CDAA | UBT-m Upgrade 4000Mb to 5000Mb | N | 500 | 58.5% | 207.5
3MU00177CEAA | UBT-m Upgrade 5000Mb to 6000Mb | N | 500 | 58.5% | 207.5
3MU00177CFAA | UBT-m Upgrade 6000Mb to 10Gb | N | 500 | 58.5% | 207.5
3MU00177CGAA | UBT-S Upgrade 50Mb to 100Mb | N | 2750 | 58.5% | 1141.25
3MU00177CHAA | UBT-S Upgrade 100Mb to 160Mb | N | 500 | 58.5% | 207.5
3MU00177CJAA | UBT-S Upgrade 160Mb to 200Mb | N | 500 | 58.5% | 207.5
3MU00177CKAA | UBT-S Upgrade 200Mb to 300Mb | N | 500 | 58.5% | 207.5
3MU00177CLAA | UBT-S Upgrade 300Mb to 400Mb | N | 500 | 58.5% | 207.5
3MU00177CMAA | UBT-S Upgrade 400Mb to 600Mb | N | 500 | 58.5% | 207.5
3MU00177CNAA | UBT-S Upgrade 600Mb to 800Mb | N | 500 | 58.5% | 207.5
3MU00177CPAA | UBT-S Upgrade 800Mb to 1000Mb | N | 500 | 58.5% | 207.5
SDN
3MU00177DAAA | Wavence Netconf RTU | N | 2500 | 58.5% | 1037.5
3MU00177DBAA | Wavence L3VPN RTU | N | 2500 | 58.5% | 1037.5
3MU00177DHAA | Wavence Dynamic L3 OSPF RTU | N | 2500 | 58.5% | 1037.5
OCM
3MU00177DGAA | RTU OCM | N | 2500 | 58.5% | 1037.5
MISC
3MU00177DJAA | RTU TWAMP Responder | N | 1500 | 58.5% | 622.5
3MU00177DKAA | RTU Y.1731 | N | 1500 | 58.5% | 622.5
AES
3MU00177DLAA | RTU AES UBT-S Stand Alone | N | 5000 | 58.5% | 2075
3MU00177DMAA | RTU AES UBT-T Stand Alone | N | 5000 | 58.5% | 2075
Factory Capacity RTU - per UBT (single/twin)
3MU00180AAAA | RTU 50Mbps UBT-S Capacity | N | 250 | 58.5% | 103.75
3MU00180ABAA | RTU 100Mbps UBT-S Capacity | N | 3000 | 58.5% | 1245
3MU00180ACAA | RTU 160Mbps UBT-S Capacity | N | 3500 | 58.5% | 1452.5
3MU00180ADAA | RTU 200Mbps UBT-S Capacity | N | 4000 | 58.5% | 1660
3MU00180AEAA | RTU 300Mbps UBT-S Capacity | N | 4500 | 58.5% | 1867.5
3MU00180AFAA | RTU 400Mbps UBT-S Capacity | N | 5000 | 58.5% | 2075
3MU00180AGAA | RTU 600Mbps UBT-S Capacity | N | 5500 | 58.5% | 2282.5
3MU00180AHAA | RTU 800Mbps UBT-S Capacity | N | 6000 | 58.5% | 2490
3MU00180AJAA | RTU 1000Mbps UBT-S Capacity | N | 6500 | 58.5% | 2697.5
3MU00180AKAA | RTU 300Mbps UBT-T Capacity | N | 4500 | 58.5% | 1867.5
3MU00180ALAA | RTU 400Mbps UBT-T Capacity | N | 5000 | 58.5% | 2075
3MU00180AMAA | RTU 600Mbps UBT-T Capacity | N | 5500 | 58.5% | 2282.5
3MU00180ANAA | RTU 800Mbps UBT-T Capacity | N | 6000 | 58.5% | 2490
3MU00180APAA | RTU 1Gbps UBT-T Capacity | N | 6500 | 58.5% | 2697.5
3MU00180AQAA | RTU 1.5Gbps UBT-T Capacity | N | 7000 | 58.5% | 2905
3MU00180ARAA | RTU 2Gbps UBT-T Capacity | N | 7500 | 58.5% | 3112.5
3MU00180ASAA | RTU 1Gbps UBT-m Capacity | N | 6500 | 58.5% | 2697.5
3MU00180ATAA | RTU 1.5Gbps UBT-m Capacity | N | 7000 | 58.5% | 2905
3MU00180AUAA | RTU 2Gbps UBT-m Capacity | N | 7500 | 58.5% | 3112.5
3MU00180AVAA | RTU 3Gbps UBT-m Capacity | N | 8000 | 58.5% | 3320
3MU00180AWAA | RTU 4Gbps UBT-m Capacity | N | 8500 | 58.5% | 3527.5
3MU00180AXAA | RTU 5Gbps UBT-m Capacity | N | 9000 | 58.5% | 3735
3MU00180AYAA | RTU 6Gbps UBT-m Capacity | N | 9500 | 58.5% | 3942.5
3MU00180AZAA | RTU 10Gbps UBT-m Capacity | N | 10000 | 58.5% | 4150
Optional Features per UBT
3MU00180BAAA | RTU UBT-T 2nd TxRx activation | N | 3500 | 58.5% | 1452.5
3MU00180BBAA | RTU UBT-m Large Channel Spacing | N | 1200 | 58.5% | 498
Adaptive modulation - per UBT
3MU00180BDAA | RTU UBT-S Adp Mod | N | 1500 | 58.5% | 622.5
3MU00180BEAA | RTU UBT-T Adp Mod | N | 1500 | 58.5% | 622.5
3MU00180BFAA | RTU UBT-m Adp Mod Ad Bd Rate | N | 1500 | 58.5% | 622.5
HQAM - per UBT
3MU00180BGAA | RTU UBT-S HQAM 2k/4k | N | 1000 | 58.5% | 415
3MU00180BHAA | RTU UBT-T HQAM 2k/4k | N | 1500 | 58.5% | 622.5
3MU00180BJAA | RTU UBT-m HQAM | N | 1000 | 58.5% | 415
XPIC - per UBT
3MU00180BKAA | RTU UBT- S XPIC | N | 1200 | 58.5% | 498
3MU00180BLAA | RTU UBT-T XPIC | N | 1200 | 58.5% | 498
3MU00180BMAA | RTU UBT-m XPIC | N | 1200 | 58.5% | 498
LAG/CA - per UBT link
3MU00180BNAA | RTU UBT CarrierAggreg. Multi freq | N | 1000 | 58.5% | 415
3MU00180BPAA | RTU UBT CarrierAggreg Eband+MW | N | 1500 | 58.5% | 622.5
StandAlone - UBT
3MU00180VAAA | RTU UBT-S Stand Alone | N | 5000 | 58.5% | 2075
3MU00180VBAA | RTU UBT-T Stand Alone | N | 5000 | 58.5% | 2075
3MU00180VCAA | RTU UBT-m Stand Alone | N | 5000 | 58.5% | 2075
3MU00180VDAA | RTU UBT-I Stand Alone | N | 5000 | 58.5% | 2075
OCM - UBT
3MU00180DGAA | RTU OCM | N | 2500 | 58.5% | 1037.5
MISC - per UBT
3MU00180DJAA | RTU TWAMP Responder | N | 1500 | 58.5% | 622.5
3MU00180DKAA | RTU Y.1731 | N | 1500 | 58.5% | 622.5
L6Ghz OCM Body
3DB28888AA | OCM 5.9-6.95GHz 4Ch CP MAIN | N | 13846 | 58.5% | 5746.09
3DB28889AA | OCM 5.9-6.95GHz 4Ch CP EXTENSION | N | 13340 | 58.5% | 5536.1
3DB28890AA | OCM 5.9-6.95GHz 2x2Ch AP | N | 13225 | 58.5% | 5488.375
U6Ghz OCM Body
3DB28927AA | OCM 6U 4Ch CP MAIN | N | 13846 | 58.5% | 5746.09
3DB28928AA | OCM 6U 4Ch CP EXTENSION | N | 13340 | 58.5% | 5536.1
3DB28929AA | OCM 6U 2x2Ch AP | N | 13225 | 58.5% | 5488.375
11GHz OCM Body
3DB28891AA | OCM 10.7-11.7GHz 4Ch CP MAIN | N | 14860 | 58.5% | 6166.9
3DB28892AA | OCM 10.7-11.7Ghz 4Ch CP EXTENSION | N | 15080 | 58.5% | 6258.2
3DB28893AA | OCM 10.7-11.7GHz 2x2Ch AP | N | 14800 | 58.5% | 6142
6Ghz Filters
3DB76131AA | TUNED 6 CAV FILTER 5.90-6.20 GHz CH 30 MHz | N | 892 | 58.5% | 370.18
3DB76132AA | TUNED 6 CAV FILTER 6.15-6.45 GHz CH 30 MHz | N | 892 | 58.5% | 370.18
3DB76286AA | TUNED 6 CAV FILTER 6,4-6,75 GHz CH 30 MHz (BW 25,5MHz) | N | 892 | 58.5% | 370.18
3DB76287AA | TUNED 6 CAV FILTER 6.7-7,1 GHz CH 30 MHz (BW 25,5 MHz) | N | 892 | 58.5% | 370.18
3DB76113AA | RF Stacking Filter 5925-6175 MHz (XMT or RCV) 60 MHz | N | 834 | 58.5% | 346.11
3DB76114AA | RF Stacking Filter 6175-6425 MHz (XMT or RCV) 60 MHz | N | 834 | 58.5% | 346.11
3DB76197AA | REJECTION FILTER 3 cav. 6L INF | N | 546 | 58.5% | 226.59
3DB76198AA | REJECTION FILTER 3 cav. 6L SUP | N | 546 | 58.5% | 226.59
3DB76199AA | REJECTION FILTER 6 CAV. 6L INF (Only for Ch 60 MHz) | N | 490 | 58.5% | 203.35
3DB76200AA | REJECTION FILTER 6 CAV. 6L SUP (Only for Ch 60 MHz) | N | 490 | 58.5% | 203.35
11Ghz Filters
3DB28982AA | FILTER 10.7-11.2 GHZ Hardened 30Mhz | N | 2500 | 58.5% | 1037.5
3DB28983AA | FILTER 11.2-11.7 GHZ Hardened 30Mhz | N | 2500 | 58.5% | 1037.5
3DB28984AA | FILTER 10.7-11.2 GHZ Hardened 40Mhz | N | 2500 | 58.5% | 1037.5
3DB28985AA | FILTER 11.2-11.7 GHZ Hardened 40Mhz | N | 2500 | 58.5% | 1037.5
3DB28991AA | FILTER 10,7-11,2 GHZ Hardened 60Mhz | N | 2500 | 58.5% | 1037.5
3DB28992AA | FILTER 11,2-11,7 GHZ Hardened 60Mhz | N | 2500 | 58.5% | 1037.5
3DB28996AA | FILTER 10,7-11,2 GHZ Hardened 80Mhz | N | 2500 | 58.5% | 1037.5
3DB28997AA | FILTER 11,2-11,7 GHZ Hardened 80Mhz | N | 2500 | 58.5% | 1037.5
OCM Flex Twist to Antenna
1AF02951ABAA | Flextwist 5,85GHz-8,2GHz PDR70/UDR70 1m | N | 759 | 58.5% | 314.985
1AF11977AAAA | Flextwist 7,05GHz-10GHz PDR84/UBR84 1m | N | 759 | 58.5% | 314.985
3CC50018AA | Flextwist 8,2-12,4GHz PDR100/UBR100 1m | N | 759 | 58.5% | 314.985
Extenstion from1m -> 2m
1AF02951ABAA | Flextwist 5,85GHz-8,2GHz PDR70/UDR70 1m | N | 759 | 58.5% | 314.985
3CC08010AB | Flextwist 7,05GHz-10GHz PBR84/UBR84 1m | N | 759 | 58.5% | 314.985
1AF02957ABAA | Flextwist 8,2-12,4GHz PBR100/UBR100 1m | N | 759 | 58.5% | 314.985
Connection between OCM When two OCM must be interconnected, use one bend and one flextwist.
3CC50392AA | BEND H PLANE PDR70/UDR70 for OCM | N | 418 | 58.5% | 173.47
3CC50393AA | BEND H PLANE PDR84/UDR84 for OCM | N | 451 | 58.5% | 187.165
3CC50366AA | Flextwist 6 GHz WR137 PDR70/PDR70 1,2m for OCM | N | 974 | 58.5% | 404.21
3CC50369AA | Flextwist WR112 PDR84/PDR84 7/8 GHz 1.2 m for OCM | N | 809 | 58.5% | 335.735
3CC50370AA | Flextwist WR90 PDR100/PDR100 11 GHz 1.2 m for OCM | N | 759 | 58.5% | 314.985
END of Wavence Family Price Catalog

## MW R56 GND-Router Integ
Motorola R56 Grounding and Router Integration
Part No | Description | Spare | HGACBuy MSRP | HGACBuy Discount % | HGACBuy Unit Price
1AD214130001 | (Vertical) Universal grd bar kit SBVB72K/19" rack for R56 | N | 1896.3855 | 58.5% | 787
406645671 | #6 Ground cable-KS22641L1, Per FT for R56 | N | 2.8916 | 58.5% | 1.2
408406536 | KIT-YA6C-L BOX PWR COMMO* for R56 | N | 2.9398 | 58.5% | 1.22
901350322 | SCR M-.25 IN 20 TPI 1 IN* for R56 | N | 0.36145 | 58.5% | 0.15
407305549 | WSHR LK-92147A029 SPLT 1* for R56 | N | 0.12048 | 58.5% | 0.05
900327453 | FLAT WASHER, STAINLESS STEEL,1/4 INCH for R56 | N | 0.60241 | 58.5% | 0.25
900329830 | NUT-300 HEX SST .250-19 for R56 | N | 0.28916 | 58.5% | 0.12
1AD212050001 | 3" stand-ff for SAR per set of 2 for Router Integration | N | 124.0964 | 58.5% | 51.5

## TSM-8000
TSM-8000_Parts-PriceList_ 2020 7-22-2020
Network Management System
TSM-8000 Network Management System
Part No | Description | HGACBuy MSRP | HGACBuy Discount % | HGACBuy Unit Price
TSM-8000 Fully Redundant Workstation Kit
3EM16790EP | Server Wkstn Kit, Win Server, 110 VAC | 32200 | 38.5% | 19803
TSM-8000 Single Client Workstation Kit
3EM16790BV | Single Client as Server Wkstn Kit, Win , 110 VAC | 20288 | 38.5% | 12477.12
TSM-8000 SNMP / TL1 Workstation Kit
3EM16790GW | Server Wkstn Kit, 1U, Win Server, 110 VAC | 26672 | 38.5% | 16403.28
TSM-8000 Server ONLY
3EM16790DH | Server workstation (rack mount) - with 17" LCD monitor, WIN Server OS 110 VAC | 16800 | 38.5% | 10332
3EM16790GY | Server, 1U High (rack mount) SNMP Only, WIN Server OS 110 VAC | 8520 | 38.5% | 5239.8
SNMP Software
3EM16790BA | Server License, 24 NE Ltd, SNMP | 13800 | 38.5% | 8487
3EM16790BB | Server License, 32 NE Ltd, SNMP | 18000 | 38.5% | 11070
3EM16790BC | Server License, 64 NE Ltd, SNMP | 30000 | 38.5% | 18450
3EM16790BD | Server License, 128 NE Ltd, SNMP | 52500 | 38.5% | 32287.5
3EM16790FS | Server License, 256 NE Ltd, SNMP | 69750 | 38.5% | 42896.25
3EM16790FM | Server License, 512 NE Ltd, SNMP | 78375 | 38.5% | 48200.625
3EM16790BE | Server License, 1024 NE, SNMP | 87000 | 38.5% | 53505
MCS-11 + TL1 Software
3EM16790BF | Server License, 24 NE Ltd, MCS/TL1 | 10500 | 38.5% | 6457.5
3EM16790BG | Server License, 32 NE Ltd, MCS/TL1 | 13500 | 38.5% | 8302.5
3EM16790BH | Server License, 64 NE Ltd, MCS/TL1 | 19500 | 38.5% | 11992.5
3EM16790BJ | Server License, 128 NE Ltd, MCS/TL1 | 28500 | 38.5% | 17527.5
3EM16790FU | Server License, 256 NE Ltd, MCS-11/TL1 | 40500 | 38.5% | 24907.5
3EM16790FP | Server License, 512 NE Ltd, MCS-11/TL1 | 46500 | 38.5% | 28597.5
3EM16790BK | Server License, 1024 NE, MCS-11/TL1 | 52500 | 38.5% | 32287.5
SNMP + MCS-11 + TL1 Software
3EM16790BL | Server License, 24 NE Ltd, SNMP/MCS/TL1 | 18000 | 38.5% | 11070
3EM16790BM | Server License, 32 NE Ltd, SNMP/MCS/TL1 | 25500 | 38.5% | 15682.5
3EM16790BN | Server License, 64 NE Ltd, SNMP & MCS/TL1 | 39000 | 38.5% | 23985
3EM16790BP | Server License, 128 NE Ltd, SNMP & MCS/TL1 | 66000 | 38.5% | 40590
3EM16790FT | Server License, 256 NE Ltd, SNMP & MCS/TL1 | 90750 | 38.5% | 55811.25
3EM16790FN | Server License, 512 NE Ltd, SNMP & MCS/TL1 | 103125 | 38.5% | 63421.875
3EM16790BQ | Server License, 1024 NE, SNMP & MCS/TL1 | 115500 | 38.5% | 71032.5
SNMP Upgrade Pricing - From MCS-11+ TL1 to SNMP + MCS-11 + TL1
3EM16790CA | Client License and Software SNMP Upgrade | 3300 | 38.5% | 2029.5
3EM16790CC | Server License Upgrade, 24 NE Ltd, MCS-11/TL1 to SNMP & MCS-11/TL1 | 7800 | 38.5% | 4797
3EM16790CD | Server License Upgrade, 32 NE Ltd, MCS-11/TL1 to SNMP & MCS-11/TL1 | 12000 | 38.5% | 7380
3EM16790CE | Server License Upgrade, 64 NE Ltd, MCS-11/TL1 to SNMP & MCS-11/TL1 | 19500 | 38.5% | 11992.5
3EM16790CF | Server License Upgrade, 128 NE Ltd, MCS-11/TL1 to SNMP & MCS-11/TL1 | 37500 | 38.5% | 23062.5
3EM16790FV | Server License Upgrade, 256 NE Ltd, MCS-11/TL1 to SNMP & MCS-11/TL1 | 50250 | 38.5% | 30903.75
3EM16790FQ | Server License Upgrade, 512 NE Ltd, MCS-11/TL1 to SNMP & MCS-11/TL1 | 56625 | 38.5% | 34824.375
3EM16790CG | Server License Upgrade, 1024 NE, MCS-11/TL1 to SNMP & MCS-11/TL1 | 63000 | 38.5% | 38745
MCS-11+TL1 Upgrade Pricing - From SNMP Only to SNMP+ MC-11 + TL1
3EM16790CB | Client Log-in License, MCS-11/TL-1 Upgrade | 3000 | 38.5% | 1845
3EM16790EY | Server License Upgrade, 24 NE Ltd, SNMP to SNMP & MCS-11/TL1 | 4500 | 38.5% | 2767.5
3EM16790EW | Server License Upgrade, 32 NE Ltd, SNMP to SNMP & MCS-11/TL1 | 7500 | 38.5% | 4612.5
3EM16790EV | Server License Upgrade, 64 NE Ltd, SNMP to SNMP & MCS-11/TL1 | 10500 | 38.5% | 6457.5
3EM16790EU | Server License Upgrade, 128 NE Ltd, SNMP to SNMP & MCS-11/TL1 | 15000 | 38.5% | 9225
3EM16790FW | Server License Upgrade, 256 NE Ltd, SNMP to SNMP & MCS-11/TL1 | 22500 | 38.5% | 13837.5
3EM16790FR | Server License Upgrade, 512 NE Ltd, SNMP to SNMP & MCS-11/TL1 | 26250 | 38.5% | 16143.75
3EM16790ET | Server License Upgrade, 1024 NE, SNMP to SNMP & MCS-11/TL1 | 30000 | 38.5% | 18450
NE Upgrade - Only from same Software type
3EM16790HA | NE Upgrade 24 NE to 32 NE | 4680 | 38.5% | 2878.2
3EM16790HB | NE Upgrade 32 NE to 64 NE | 9600 | 38.5% | 5904
3EM16790HC | NE Upgrade 64 NE to 128 NE | 19800 | 38.5% | 12177
3EM16790HD | NE Upgrade 128 NE to 256 NE | 16800 | 38.5% | 10332
3EM16790HE | NE Upgrade 256 NE to 512 NE | 8400 | 38.5% | 5166
3EM16790HF | NE Upgrade 512 NE to 1000 NE | 8400 | 38.5% | 5166
TSM-8000 Software Feature Options
3EM16790BS | SNMP Upstream Reporting | 15000 | 38.5% | 9225
3EM16790GJ | Web Interface Feature, All Protocols | 15000 | 38.5% | 9225
3EM16790HG | TSM-8000 Non-Nokia NE Support RTU | 1500 | 38.5% | 922.5
3EM16790HN | TSM-8000 Software Subscription | 30000 | 38.5% | 18450
TSM-8000 Client Software / Misc
3EM16790BR | Client Log-in License | 10800 | 38.5% | 6642
TSM-8000 Software Upgrades
3EM16790JD | TSM-8000 Version 8.0 Upgrade | 12000 | 38.5% | 7380
3EM16790JE | TSM-8000 Version 18.0 Upgrade | 12000 | 38.5% | 7380
3EM16790JF | TSM-8000 Version 18.1 Upgrade | 12000 | 38.5% | 7380
3EM16790JG | TSM-8000 Version 19.0 Upgrade | 12000 | 38.5% | 7380
3EM16790JH | TSM-8000 Version 19.1 Upgrade | 12000 | 38.5% | 7380
3EM16790JJ | TSM-8000 Version 20.0 Upgrade | 12000 | 38.5% | 7380
3EM16790JK | TSM-8000 Version 20.1 Upgrade | 12000 | 38.5% | 7380
TSM-8000 Client Workstations - Optional
3EM16790AC | Client workstation (tower) - Non-redundant, with 19" LCD monitor, WIN XP PRO, 110 VAC | 8400 | 38.5% | 5166
TSM-8000 Spares Kits
3EM16790EJ | Server Spares Kit | 7618 | 38.5% | 4685.07
3EM16790EK | Client Spares Kit | 2844 | 38.5% | 1749.06
Standard Workstation Accessories
3EM16790AG | Server LAN Switch, 16 Ports, 110 VAC | 840 | 38.5% | 516.6
3EM16790AJ | Cable set | 360 | 38.5% | 221.4
Server Workstation Spares
3EM16790AL | Server Motherboard, incl. video and NIC functions | 1020 | 38.5% | 627.3
3EM16790AM | Server Processor w/Fan | 744 | 38.5% | 457.56
3EM16790AN | Server Memory 1024MB ea | 504 | 38.5% | 309.96
3EM16790CW | Server Removable Hard Drive (cloned) | 2700 | 38.5% | 1660.5
3EM16790GM | Hard Drive Bay Spare | 480 | 38.5% | 295.2
3EM16790AQ | Server Removable Power Supply | 816 | 38.5% | 501.84
3EM16790AS | Server 4 Port Serial Card | 1020 | 38.5% | 627.3
3EM16790CV | Server Dual Power Supply w/Cage | 1488 | 38.5% | 915.12
3EM16790HL | Server 8 port Serial Card | 2148 | 38.5% | 1321.02
Spare Server/Client Computers
3EM16790FB | Spare Server computer (rack mount) - with keyboard, WIN 2003, 110 VAC | 14808 | 38.5% | 9106.92
Monitors
3EM16790EE | Server Monitor, LCD, 17", with bezel, 110 VAC | 1992 | 38.5% | 1225.08
3EM16790EG | Client/TSM2532 Monitor, LCD, 19", 110 VAC | 2640 | 38.5% | 1623.6
Client Workstation Spares
3EM16790AT | Client Motherboard | 540 | 38.5% | 332.1
3EM16790AU | Client Processor w/Fan | 576 | 38.5% | 354.24
3EM16790AV | Client Memory 512MB ea | 264 | 38.5% | 162.36
3EM16790EC | Client Hard Drive (cloned) | 740 | 38.5% | 455.1
3EM16790AY | Client Power Supply | 240 | 38.5% | 147.6
3EM16790AZ | Client Network Card | 264 | 38.5% | 162.36
3EM16790ED | Client Video Card | 420 | 38.5% | 258.3
0
Polling Engine
3EM16790CL | Model 2601, MCS-11 Polling Engine, Linear, TSM-8000 only, 110 VAC | 5040 | 38.5% | 3099.6
3EM16790CQ | Model 2603, MCS-11 Polling Engine, High Stability Clk, Linear, TSM-8000 only, 110 VAC | 5520 | 38.5% | 3394.8
IP Tunnels
3EM18968BQ | Model 2701, IP Tunnel, 1 port | 4800 | 38.5% | 2952
3EM18968BR | Model 2705, IP Tunnel, 5 port | 5760 | 38.5% | 3542.4
Alarm Encoders
3EM18968BF | Model 2311, SNMP Alarm Encoder | 4320 | 38.5% | 2656.8
3EM18968BG | Model 2311, SNMP Alarm Encoder with analog option | 5760 | 38.5% | 3542.4
3EM18968DU | Model 2314, SNMP Alarm Encoder | 2040 | 38.5% | 1254.6
3EM18968DY | Model 2316, SNMP Alarm Encoder | 4000 | 38.5% | 2460
3EM18968DV | 2314 66M Punch Block w/ 5ft cable | 475 | 38.5% | 292.125
3EM18968DW | 2314 66M Punch Block w/ 25ft cable | 500 | 38.5% | 307.5
END of TSM-8000 Price Catalog

## RFS DM MPT-HC UBT Antenna
Bob's rfs_ant_list_20_07_16 11-11-2020 dated
Antenna Systems |  |  | 2017-08-08
Wavence MPT-HC / MPR-e INTEGRATED ANTENNAS FROM RFS
Part Number | Model | Frequency Band | Description | Size (ft) | # Struts | Pol | HGACBuy MSRP | HGACBuy Discount % | HGACBuy Unit Price
10038562 | SB2-57AMPT | 5725 - 5850 | SB2-57AMPT | 2 | 0 | Single | 2500 | 50% | 1250
10038135 | SC3-W60AMPT | 5925 - 7125 | SC3-W60AMPT | 3 | 0 | Single | 2250 | 50% | 1125
10042012 | SCX3-W60AMPT | 5925 - 7125 | SCX3-W60AMPT | 3 | 0 | Dual | 2365 | 50% | 1182.5
10044144 | SB4-W60DMPT | 5925 - 7125 | SB4-W60DMPT | 4 | 1 | Single | 3880 | 50% | 1940
10044445 | SB4-W60D3MPT | 5925 - 7125 | SB4-W60D3MPT | 4 | 1 | Single | 3880 | 50% | 1940
10044581 | SBX4-W60DMPT | 5925 - 7125 | SBX4-W60DMPT | 4 | 1 | Dual | 4252 | 50% | 2126
10041047 | SB6-W60CMPT | 5925 - 7125 | SB6-W60CMPT | 6 | 1 | Single | 9790 | 50% | 4895
10042451 | SB6-W60C2MPT | 5925 - 7125 | SB6-W60C2MPT | 6 | 1 | Single | 9512 | 50% | 4756
10041951 | SBX6-W60CMPT | 5925 - 7125 | SBX6-W60CMPT | 6 | 1 | Dual | 10670 | 50% | 5335
10039091 | SC2-W100BMPT | 10000 - 11700 | SC2-W100BMPT | 2 | 0 | Single | 1415 | 50% | 707.5
10039144 | SCX2-W100BMPT | 10000 - 11700 | SCX2-W100BMPT | 2 | 0 | Dual | 1555 | 50% | 777.5
10038136 | SC3-W100AMPT | 10700 - 11700 | SC3-W100AMPT | 3 | 0 | Single | 1950 | 50% | 975
10039907 | SCX3-W100AMPT | 10000 - 11700 | SCX3-W100AMPT | 3 | 0 | Dual | 2050 | 50% | 1025
10044145 | SB4-W100DMPT | 10000 - 11700 | SB4-W100DMPT | 4 | 1 | Single | 3800 | 50% | 1900
10044601 | SBX4-W100DMPT | 10000 - 11700 | SBX4-W100DMPT | 4 | 1 | Dual | 3988 | 50% | 1994
10041049 | SB6-W100CMPT | 10000 - 11700 | SB6-W100CMPT | 6 | 1 | Single | 8365 | 50% | 4182.5
10041952 | SBX6-W100CMPT | 10000 - 11700 | SBX6-W100CMPT | 6 | 1 | Dual | 10260 | 50% | 5130
10039702 | SB1-142CMPT | 14200 - 15350 | SB1-142CMPT | 1 | 0 | Single | 965 | 50% | 482.5
10039093 | SC2-142BMPT | 14200 - 15350 | SC2-142BMPT | 2 | 0 | Single | 1240 | 50% | 620
10039147 | SCX2-142BMPT | 14200 - 15350 | SCX2-142BMPT | 2 | 0 | Dual | 1305 | 50% | 652.5
10038138 | SC3-142AMPT | 14200 - 15350 | SC3-142AMPT | 3 | 0 | Single | 2680 | 50% | 1340
10039909 | SCX3-142AMPT | 14200 - 15350 | SCX3-142AMPT | 3 | 0 | Dual | 3633 | 50% | 1816.5
10044147 | SB4-142DMPT | 14200 - 15350 | SB4-142DMPT | 4 | 1 | Single | 3372 | 50% | 1686
10044603 | SBX4-142DMPT | 14200 - 15350 | SBX4-142DMPT | 4 | 1 | Dual | 3696.5 | 50% | 1848.25
10041061 | SB6-142CMPT | 14200 - 15350 | SB6-142CMPT | 6 | 1 | Single | 7644 | 50% | 3822
10041953 | SBX6-142CMPT | 14200 - 15350 | SBX6-142CMPT | 6 | 1 | Dual | 8390 | 50% | 4195
10039703 | SB1-190CMPT | 17700 - 19700 | SB1-190CMPT | 1 | 0 | Single | 965 | 50% | 482.5
10039800 | SBX1-190CMPT | 17700 - 19700 | SBX1-190CMPT | 1 | 0 | Dual | 1015 | 50% | 507.5
10039094 | SC2-190BMPT | 17700 - 19700 | SC2-190BMPT | 2 | 0 | Single | 1240 | 50% | 620
10039148 | SCX2-190BMPT | 17700 - 19700 | SCX2-190BMPT | 2 | 0 | Dual | 1305 | 50% | 652.5
10038139 | SC3-190AMPT | 17700 - 19700 | SC3-190AMPT | 3 | 0 | Single | 1950 | 50% | 975
10039910 | SCX3-190AMPT | 17700 - 19700 | SCX3-190AMPT | 3 | 0 | Dual | 2050 | 50% | 1025
10044148 | SB4-190DMPT | 17700 - 19700 | SB4-190DMPT | 4 | 1 | Single | 3372 | 50% | 1686
10044604 | SBX4-190DMPT | 17700 - 19700 | SBX4-190DMPT | 4 | 1 | Dual | 3696.5 | 50% | 1848.25
10041062 | SB6-190CMPT | 17700 - 19700 | SB6-190CMPT | 6 | 1 | Single | 7645 | 50% | 3822.5
10041954 | SBX6-190CMPT | 17700 - 19700 | SBX6-190CMPT | 6 | 1 | Dual | 7995 | 50% | 3997.5
10039350 | SB1-220CMPT | 21200 - 23600 | SB1-220CMPT | 1 | 0 | Single | 965 | 50% | 482.5
10039801 | SBX1-220CMPT | 21200 - 23600 | SBX1-220CMPT | 1 | 0 | Dual | 1015 | 50% | 507.5
10039095 | SC2-220BMPT | 21200 - 23600 | SC2-220BMPT | 2 | 0 | Single | 1240 | 50% | 620
10039150 | SCX2-220BMPT | 21200 - 23600 | SCX2-220BMPT | 2 | 0 | Dual | 1305 | 50% | 652.5
10038150 | SC3-220AMPT | 21200 - 23600 | SC3-220AMPT | 3 | 0 | Single | 1950 | 50% | 975
10039911 | SCX3-220AMPT | 21200 - 23600 | SCX3-220AMPT | 3 | 0 | Dual | 3633 | 50% | 1816.5
10044149 | SB4-220DMPT | 21200 - 23600 | SB4-220DMPT | 4 | 1 | Single | 3372 | 50% | 1686
10044605 | SBX4-220DMPT | 21200 - 23600 | SBX4-220DMPT | 4 | 1 | Dual | 3697 | 50% | 1848.5
10039707 | SB1-380CMPT | 37000 - 39500 | SB1-380CMPT | 1 | 0 | Single | 966 | 50% | 483
10039805 | SBX1-380CMPT | 37000 - 39500 | SBX1-380CMPT | 1 | 0 | Dual | 1015 | 50% | 507.5
10039099 | SC2-380BMPT | 37000 - 39500 | SC2-380BMPT | 2 | 0 | Single | 1080 | 50% | 540
10039155 | SCX2-380BMPT | 37000 - 39500 | SCX2-380BMPT | 2 | 0 | Dual | 1185 | 50% | 592.5
Part Number | Model | Frequency Band | Description | Size (ft) | # Struts | Pol | HGACBuy MSRP | HGACBuy Discount % | HGACBuy Unit Price
10046179 | SB4-W60E3UBTR | 5.925 - 7.125 | Ant int UBT 4ft 6GHz SP | 4 | 1 | Single | 6655 | 50% | 3327.5
10046187 | SB4-W60E3UBTC | 5.925 - 7.125 | Ant int UBT 4ft 6GHz DP | 4 | 1 | Dual | 3955 | 50% | 1977.5
10046195 | SB6-W60D2UBTR | 5.925 - 7.125 | Ant int UBT 6ft 6GHz SP | 6 | 1 | Single | 8603 | 50% | 4301.5
10046202 | SB6-W60D2UBTC | 5.925 - 7.125 | Ant int UBT 6ft 6GHz DP | 6 | 1 | Dual | 8603 | 50% | 4301.5
10046209 | SC3-W60BUBTR | 5.925 - 7.125 | Ant int UBT 3ft 6GHz SP | 3 | 0 | Single | 2202 | 50% | 1101
10046875 | SC2-W100CUBTR | 10 - 11,7 | Ant UBT Int 2ft 10/11 GHz SP | 2 | 0 | Single | 1292 | 50% | 646
10046887 | SC2-W100CUBTC | 10 - 11,7 | Ant UBT Int 2ft 10/11 GHz DP | 2 | 0 | Dual | 1292 | 50% | 646
10046211 | SC3-W100BUBTR | 10 - 11,7 | Ant UBT Int 3ft 10/11 GHz SP | 3 | 0 | Single | 2571 | 50% | 1285.5
10046219 | SC3-W100BUBTC | 10 - 11,7 | Ant UBT Int 3ft 10/11 GHz DP | 3 | 0 | Dual | 2571 | 50% | 1285.5
10046181 | SB4-W100EUBTR | 10 - 11,7 | Ant UBT Int 4ft 10/11 GHz SP | 4 | 1 | Single | 4250 | 50% | 2125
10046189 | SB4-W100EUBTC | 10 - 11,7 | Ant UBT Int 4ft 10/11 GHz DP | 4 | 1 | Dual | 4250 | 50% | 2125
10046197 | SB6-W100D2UBTR | 10 - 11,7 | Ant UBT Int 6ft 10/11 GHz SP | 6 | 1 | Single | 7752 | 50% | 3876
10046204 | SB6-W100D2UBTC | 10 - 11,7 | Ant UBT Int 6ft 10/11 GHz DP | 6 | 1 | Dual | 7752 | 50% | 3876
10046161 | SC1-127AUBTR | 12,75 - 13,25 | Ant UBT Int 1ft 13 GHz SP | 1 | 0 | Single | 1051 | 50% | 525.5
10046170 | SC1-127AUBTC | 12,75 - 13,25 | Ant UBT Int 1ft 13 GHz DP | 1 | 0 | Dual | 1051 | 50% | 525.5
10046876 | SC2-127CUBTR | 12,75 - 13,25 | Ant UBT Int 2ft 13 GHz SP | 2 | 0 | Single | 1308 | 50% | 654
10046888 | SC2-127CUBTC | 12,75 - 13,25 | Ant UBT Int 2ft 13 GHz DP | 2 | 0 | Dual | 1308 | 50% | 654
10046212 | SC3-127BUBTR | 12,75 - 13,25 | Ant UBT Int 3ft 13 GHz SP | 3 | 0 | Single | 2230 | 50% | 1115
10046220 | SC3-127BUBTC | 12,75 - 13,25 | Ant UBT Int 3ft 13 GHz DP | 3 | 0 | Dual | 2230 | 50% | 1115
10046182 | SB4-127EUBTR | 12,75 - 13,25 | Ant UBT Int 4ft 13 GHz SP | 4 | 1 | Single | 3953 | 50% | 1976.5
10046190 | SB4-127EUBTC | 12,75 - 13,25 | Ant UBT Int 4ft 13 GHz DP | 4 | 1 | Dual | 3953 | 50% | 1976.5
10046198 | SB6-127D2UBTR | 12,75 - 13,25 | Ant UBT Int 6ft 13 GHz SP | 6 | 1 | Single | 7310 | 50% | 3655
10046205 | SB6-127D2UBTC | 12,75 - 13,25 | Ant UBT Int 6ft 13 GHz DP | 6 | 1 | Dual | 7310 | 50% | 3655
10046162 | SC1-142AUBTR | 14,2 - 15,35 | Ant UBT Int 1ft 15 GHz SP | 1 | 0 | Single | 741 | 50% | 370.5
10046171 | SC1-142AUBTC | 14,2 - 15,35 | Ant UBT Int 1ft 15 GHz DP | 1 | 0 | Dual | 741 | 50% | 370.5
10046877 | SC2-142CUBTR | 14,2 - 15,35 | Ant UBT Int 2ft 15 GHz SP | 2 | 0 | Single | 1003 | 50% | 501.5
10046889 | SC2-142CUBTC | 14,2 - 15,35 | Ant UBT Int 2ft 15 GHz DP | 2 | 0 | Dual | 1003 | 50% | 501.5
10046213 | SC3-142BUBTR | 14,2 - 15,35 | Ant UBT Int 3ft 15 GHz SP | 3 | 0 | Single | 2002 | 50% | 1001
10046221 | SC3-142BUBTC | 14,2 - 15,35 | Ant UBT Int 3ft 15 GHz DP | 3 | 0 | Dual | 2002 | 50% | 1001
10046183 | SB4-142EUBTR | 14,2 - 15,35 | Ant UBT Int 4ft 15 GHz SP | 4 | 1 | Single | 3094 | 50% | 1547
10046191 | SB4-142EUBTC | 14,2 - 15,35 | Ant UBT Int 4ft 15 GHz DP | 4 | 1 | Dual | 3094 | 50% | 1547
10046199 | SB6-142D2UBTR | 14,2 - 15,35 | Ant UBT Int 6ft 15 GHz SP | 6 | 1 | Single | 7356 | 50% | 3678
10046206 | SB6-142D2UBTC | 14,2 - 15,35 | Ant UBT Int 6ft 15 GHz DP | 6 | 1 | Dual | 7356 | 50% | 3678
10046163 | SC1-190AUBTR | 17,7 - 19,7 | Ant UBT Int 1ft 18 GHz SP | 1 | 0 | Single | 741 | 50% | 370.5
10046172 | SC1-190AUBTC | 17,7 - 19,7 | Ant UBT Int 1ft 18 GHz DP | 1 | 0 | Dual | 757 | 50% | 378.5
10046878 | SC2-190CUBTR | 17,7 - 19,7 | Ant UBT Int 2ft 18 GHz SP | 2 | 0 | Single | 961 | 50% | 480.5
10046890 | SC2-190CUBTC | 17,7 - 19,7 | Ant UBT Int 2ft 18 GHz DP | 2 | 0 | Dual | 961 | 50% | 480.5
10046214 | SC3-190BUBTR | 17,7 - 19,7 | Ant UBT Int 3ft 18 GHz SP | 3 | 0 | Single | 2057 | 50% | 1028.5
10046222 | SC3-190BUBTC | 17,7 - 19,7 | Ant UBT Int 3ft 18 GHz DP | 3 | 0 | Dual | 2057 | 50% | 1028.5
10046184 | SB4-190EUBTR | 17,7 - 19,7 | Ant UBT Int 4ft 18 GHz SP | 4 | 1 | Single | 3086 | 50% | 1543
10046192 | SB4-190EUBTC | 17,7 - 19,7 | Ant UBT Int 4ft 18 GHz DP | 4 | 1 | Dual | 3094 | 50% | 1547
10046200 | SB6-190D2UBTR | 17,7 - 19,7 | Ant UBT Int 6ft 18 GHz SP | 6 | 1 | Single | 7344 | 50% | 3672
10046207 | SB6-190D2UBTC | 17,7 - 19,7 | Ant UBT Int 6ft 18 GHz DP | 6 | 1 | Dual | 7344 | 50% | 3672
10046164 | SC1-220AUBTR | 21,2 - 23,6 | Ant UBT Int 1ft 23 GHz SP | 1 | 0 | Single | 741 | 50% | 370.5
10046173 | SC1-220AUBTC | 21,2 - 23,6 | Ant UBT Int 1ft 23 GHz DP | 1 | 0 | Dual | 727 | 50% | 363.5
10046891 | SC2-220CUBTC | 21,2 - 23,6 | Ant UBT Int 2ft 23 GHz DP | 2 | 0 | Dual | 969 | 50% | 484.5
10046215 | SC3-220BUBTR | 21,2 - 23,6 | Ant UBT Int 3ft 23 GHz SP | 3 | 0 | Single | 1862 | 50% | 931
10046223 | SC3-220BUBTC | 21,2 - 23,6 | Ant UBT Int 3ft 23 GHz DP | 3 | 0 | Dual | 1862 | 50% | 931
10046193 | SB4-220EUBTC | 21,2 - 23,6 | Ant UBT Int 4ft 23 GHz DP | 4 | 1 | Dual | 3052 | 50% | 1526
10046201 | SB6-220D2UBTR | 21,2 - 23,6 | Ant UBT Int 6ft 23 GHz SP | 6 | 1 | Single | 7344 | 50% | 3672
10046208 | SB6-220D2UBTC | 21,2 - 23,6 | Ant UBT Int 6ft 23 GHz DP | 6 | 1 | Dual | 7344 | 50% | 3672
10046165 | SC1-250AUBTR | 24,25 - 26,5 | Ant UBT Int 1ft 26 GHz SP | 1 | 0 | Single | 1050 | 50% | 525
10046174 | SC1-250AUBTC | 24,25 - 26,5 | Ant UBT Int 1ft 26 GHz DP | 1 | 0 | Duial | 1057 | 50% | 528.5
10046880 | SC2-250CUBTR | 24,25 - 26,5 | Ant UBT Int 2ft 26 GHz SP | 2 | 0 | Single | 1282 | 50% | 641
10046892 | SC2-250CUBTC | 24,25 - 26,5 | Ant UBT Int 2ft 26 GHz DP | 2 | 0 | Dual | 1282 | 50% | 641
10046216 | SC3-250BUBTR | 24,25 - 26,5 | Ant UBT Int 3ft 26 GHz SP | 3 | 0 | Single | 2292 | 50% | 1146
10046224 | SC3-250BUBTC | 24,25 - 26,5 | Ant UBT Int 3ft 26 GHz DP | 3 | 0 | Dual | 2292 | 50% | 1146
10046186 | SB4-250EUBTR | 24,25 - 26,5 | Ant UBT Int 4ft 26 GHz SP | 4 | 1 | Single | 3994 | 50% | 1997
10046194 | SB4-250EUBTC | 24,25 - 26,5 | Ant UBT Int 4ft 26 GHz DP | 4 | 1 | Dual | 3994 | 50% | 1997
10046166 | SC1-280AUBTR | 27.5 - 29.5 | Ant UBT Int 1ft 28 GHz SP | 1 | 0 | Single | 741 | 50% | 370.5
10046175 | SC1-280AUBTC | 27.5 - 29.5 | Ant UBT Int 1ft 28 GHz DP | 1 | 0 | Dual | 850 | 50% | 425
10046881 | SC2-280CUBTR | 27.5 - 29.5 | Ant UBT Int 2ft 28 GHz SP | 2 | 0 | Single | 1288 | 50% | 644
10046834 | SC2-280CUBTC | 27.5 - 29.5 | Ant UBT Int 2ft 28 GHz DP | 2 | 0 | Dual | 1288 | 50% | 644
10046168 | SC1-380AUBTR | 37,0 - 39,5 | Ant UBT Int 1ft 38 GHz SP | 1 | 0 | Single | 741 | 50% | 370.5
10046177 | SC1-380AUBTC | 37,0 - 39,5 | Ant UBT Int 1ft 38 GHz DP | 1 | 0 | Dual | 748 | 50% | 374
10046884 | SC2-380CUBTR | 37,0 - 39,5 | Ant UBT Int 2ft 38 GHz SP | 2 | 0 | Single | 978 | 50% | 489
10046836 | SC2-380CUBTC | 37,0 - 39,5 | Ant UBT Int 2ft 38 GHz DP | 2 | 0 | Dual | 978 | 50% | 489
10046169 | SC1-420AUBTR | 40,5 - 43,5 | Ant UBT Int 1ft 42 GHz SP | 1 | 0 | Single | 1050 | 50% | 525
10046178 | SC1-420AUBTC | 40,5 - 43,5 | Ant UBT Int 1ft 42 GHz DP | 1 | 0 | Dual | 1050 | 50% | 525
10046885 | SC2-420CUBTR | 40,5 - 43,5 | Ant UBT Int 2ft 42 GHz SP | 2 | 0 | Single | 1282 | 50% | 641
10046837 | SC2-420CUBTC | 40,5 - 43,5 | Ant UBT Int 2ft 42 GHz DP | 2 | 0 | Dual | 1282 | 50% | 641
10046957 | SB1-W800CUBT-FCC | 71 - 86 | Ant UBT Int 1ft 80 GHz SP - FCC | 1 | 0 | Single | 1488 | 50% | 744
10046955 | SB1-W800CUBT | 71 - 86 | Ant UBT Int 1ft 80 GHz SP | 1 | 0 | Single | 1377 | 50% | 688.5
10047070 | SBX1-W800CUBT | 71 - 86 | Ant UBT Int 1ft DP 80 GHz (with OMT) | 1 | 0 | Dual | 4412 | 50% | 2206
10048893 | SBX1-W800CUBT-FCC | 71 - 86 | Ant UBT Int 1ft DP 80 GHz (with OMT) - FCC | 1 | 0 | Dual | 4522 | 50% | 2261
10046956 | SC2-W800BUBT | 71 - 86 | Ant UBT Int 2ft 80 GHz SP | 2 | 0 | Single | 1921 | 50% | 960.5
10047071 | SCX2-W800BUBT | 71 - 86 | Ant UBT Int 2ft DP 80 GHz (with OMT) | 2 | 0 | Dual | 4955 | 50% | 2477.5

## NON-INTEGRATED ANTENNA SYS
Antenna Systems
WAVENCE MICROWAVE NON-INTEGRATED ANTENNA SYSTEMS
Part No | Manufacture P/N | Frequency Band | Description | Size (ft) | # Struts | HGACBuy MSRP | HGACBuy Discount % | HGACBuy Unit Price
Microwave Antennas
10036116 | SPF2-52CN1S1R | 5.25-5.85 | Ant/Radome Kt SPF2-52CN1S1R 5.25-5.85GHz | 2 | 0 | 2762.77 | 48.5% | 1422.8265
37400112 | SPF6-52CN | 5.25-5.85 | Antenna SPF6-52CN1S 5.25-5.85 GHz | 6 | 1 | 4695.32 | 48.5% | 2418.0898
37400113 | SPF6-52CN1S1R | 5.25-5.85 | Ant/Radome Kt SPF6-52CN1S1R 5.25-5.85GHz | 6 | 1 | 7199.99 | 48.5% | 3707.9949
10036179 | PADX10-W57AC1S1R | 5.725-6.875 | ANT PADX10-W57AC1S1R | 10 | 1 | 18726.62 | 48.5% | 9644.2093
10036753 | PADX6-W57AC7S1R | 5.725-6.875 | ANT/RAD/SWAY BAR KIT PADX6-W57AC7S1R | 6 | 2 | 10660.51 | 48.5% | 5490.1627
10036754 | PADX8-W57AC7S1R | 5.725-6.875 | ANT/RAD/SWAY BAR KIT PADX8-W57AC7S1R | 8 | 2 | 15700.51 | 48.5% | 8085.7627
10037381 | UXA6-W57AC7 | 5.725-6.875 | Antenna Sway Bar Kit UXA6-W57AC7S1 | 6 | 1 | 17129.49 | 48.5% | 8821.6874
10037382 | UXA8-W57AC7 | 5.725-6.875 | ANT SWAY BAR KIT UXA8-W57AC7S1 | 8 | 1 | 21260.26 | 48.5% | 10949.0339
10037383 | UXA10-W57AC7 | 5.725-6.875 | ANT SWAY BAR KIT UXA10-W57AC7S1 | 10 | 1 | 25358.69 | 48.5% | 13059.7253
10038202 | PADX8-W57AC7SGR | 5.725-6.875 | ANT/RAD/SWAY BAR KIT PADX8-W57AC7SGR 5.7 | 8 | 1 | 17275.51 | 48.5% | 8896.8876
10046461 | PA4-W57DC1S1R | 5.725-6.875 | PA4-W57DC1S1R | 4 | 1 | 5594.4 | 48.5% | 2881.116
37400097 | PAD6-W57BC7S1R | 5.725-6.875 | ANT/RAD KIT PAD6-W57BC7S1R | 6 | 2 | 8860.53 | 48.5% | 4563.173
37500079 | PAD8-W57AC7S1R | 5.725-6.875 | ANT/RAD/SWAY BAR KIT PAD8-W57AC7S1R | 8 | 2 | 11902.94 | 48.5% | 6130.0141
10038231 | PADX6-U57AC7S1R | 5.725-7.125 | ANT/RAD/SWAY BAR KIT PADX6-U57AC7S1R | 6 | 2 | 11110.47 | 48.5% | 5721.892
10038232 | PADX8-U57AC7S1R | 5.725-7.125 | ANT/RAD/SWAY BAR KIT PADX8-U57AC7S1R | 8 | 2 | 16150.47 | 48.5% | 8317.4921
10038233 | PADX10-U57AC7S1R | 5.725-7.125 | ANT/RAD/SWAY BAR KIT PADX10-U57AC7S1R | 10 | 2 | 21100.52 | 48.5% | 10866.7678
10038274 | UXA6-U57AC7 | 5.725-7.125 | ANT SWAY BAR KIT UXA6-U57AC7S1 | 6 | 1 | 17860.5 | 48.5% | 9198.1575
10038276 | UXA8-U57AC7 | 5.725-7.125 | ANT SWAY BAR KIT UXA8-U57AC7S1 | 8 | 1 | 24700.48 | 48.5% | 12720.7472
10038461 | PADX6-U57AC1SGR | 5.725-7.125 | ANT/RAD KIT PADX6-U57AC1SGR 5.725-7.125A | 6 | 1 | 11695.53 | 48.5% | 6023.198
10038464 | UXA6-U57AC1SG | 5.725-7.125 | ANT UXA6-U57AC1SG 5.725-7.125 GHZ | 6 | 1 | 18445.49 | 48.5% | 9499.4274
10039971 | UXA10-U57AC7 | 5.725-7.125 | UXA10-U57AC7 | 10 | 1 | 29200.5 | 48.5% | 15038.2575
10025486 | DA8-59AC | 5.925-6.425 | ANT DA8-59AC1S1 5.925-6.425 GHz | 8 | 1 | 13772.99 | 48.5% | 7093.0899
10025500 | DAX8-59AC | 5.925-6.425 | ANT DAX8-59AC1S1 5.925-6.425 GHz | 8 | 1 | 15746.65 | 48.5% | 8109.5247
10025681 | DAX12-59AC | 5.925-6.425 | DAX12-59AC | 12 | 1 | 31496 | 48.5% | 16220.44
10027913 | DA12-59AC | 5.925-6.425 | ANT DA12-59AC1S1 5.925-6.425 GHz | 12 | 1 | 28517.65 | 48.5% | 14686.5898
10036822 | UXA6-59CC | 5.925-6.425 | UXA6-59BC1S1 | 6 | 1 | 14895.23 | 48.5% | 7671.0435
10036823 | UXA8-59BC | 5.925-6.425 | UXA8-59BC1S1 | 8 | 1 | 19294.52 | 48.5% | 9936.6778
10036824 | UXA10-59BC | 5.925-6.425 | UXA10-59BC1S1 | 10 | 1 | 23387.98 | 48.5% | 12044.8097
10038951 | UXA8-59BC1SG | 5.925-6.425 | UXA8-59BC1SG | 8 | 1 | 24070.48 | 48.5% | 12396.2972
10041161 | UXA12-59AC4 | 5.925-6.425 | UXA12-59AC4 | 12 | 1 | 37345.49 | 48.5% | 19232.9273
10045664 | DA12-59AC1SG | 5.925-6.425 | DA12-59AC1SG | 12 | 1 | 32170.53 | 48.5% | 16567.823
10047242 | SU6-59BC2 | 5.925-6.425 | SU6-59BC2 | 6 | 1 | 12595.52 | 48.5% | 6486.6928
37400100 | PAD6-59BC7S1R | 5.925-6.425 | ANT/RAD/SWAY BAR KIT PAD6-59BC7S1R | 6 | 2 | 8747.83 | 48.5% | 4505.1325
37500031 | PAD8-59AC | 5.925-6.425 | ANT PAD8-59AC1S 5.925-6.425GHZ | 8 | 1 | 8245.02 | 48.5% | 4246.1853
37500055 | PAD8-59AC1S1R | 5.925-6.425 | Antenna/Radome Kit PAD8-59AC1S1R | 8 | 1 | 11393.34 | 48.5% | 5867.5701
37500069 | PADX8-59AC1S1R | 5.925-6.425 | ANT/RAD KIT PADX8-59AC1S1R 5.925-6.425 | 8 | 1 | 13945.47 | 48.5% | 7181.9171
37500082 | PAD8-59AC7S1R | 5.925-6.425 | ANT/RAD/SWAY BAR KIT PAD8-59AC7S1R | 8 | 2 | 12350.38 | 48.5% | 6360.4457
10036720 | UXA6-W59BC7 | 5.925-6.875 | ANT/SWAY BAR KIT UXA6-W59BC7S1 | 6 | 1 | 16565.43 | 48.5% | 8531.1965
10036721 | UXA8-W59AC7 | 5.925-6.875 | ANT/SWAY BAR KIT UXA8-W59AC7S1 | 8 | 1 | 20551.93 | 48.5% | 10584.244
10040920 | UXA6W59ACTF4HGWKT1 | 5.925-6.875 | KIT ANT UXA6-W59 TF CC4FT HANGERASSY&HDW | 6 | 1 | 19692.26 | 48.5% | 10141.5139
10040923 | UXA8W59ACTF4HGWKT2 | 5.925-6.875 | KIT ANT UXA8-W59 TF CC4FT HANGERASSY&HDW | 8 | 1 | 23629.76 | 48.5% | 12169.3264
10043090 | PADX6-W59BC7S1R | 5.925-6.875 | PADX6-W59BC7S1R | 6 | 2 | 10210.48 | 48.5% | 5258.3972
37400102 | PAD6-W59BC7S1R | 5.925-6.875 | ANT/RAD/SWAY BAR KIT PAD6-W59BC7S1R | 6 | 2 | 8860.53 | 48.5% | 4563.173
37400155 | PADX6-W59BC1S1R | 5.925-6.875 | Antenna/Radome Kit PADX6-W59BC1S1R | 6 | 1 | 9445.52 | 48.5% | 4864.4428
37500025 | UXA8-W59AC | 5.925-6.875 | ANT UXA8-W59AC1S1 5.925-6.875 | 8 | 1 | 19444.53 | 48.5% | 10013.933
37500059 | PAD8-W59AC1S1R | 5.925-6.875 | Antenna PAD8-W59AC1S1R 5.925-6.875 | 8 | 1 | 12145.98 | 48.5% | 6255.1797
37500084 | PAD8-W59AC7S1R | 5.925-6.875 | ANT/RAD/SWAY BAR KIT PAD8-W59AC7S1R | 8 | 2 | 13450.5 | 48.5% | 6927.0075
37500130 | PADX8-W59AC1S1R | 5.925-6.875 | Antenna/Radome Kit PADX8-W59AC1S1R | 8 | 1 | 14395.5 | 48.5% | 7413.6825
37500138 | PADX8-W59AC7S1R | 5.925-6.875 | ANT/RAD KIT PADX8-W59AC7S1R | 8 | 2 | 15250.48 | 48.5% | 7853.9972
37600055 | UXA10-W59AC | 5.925-6.875 | ANT UXA10-W59AC1S1 5.925-6.875 | 10 | 1 | 23400.02 | 48.5% | 12051.0103
37700040 | UXA12-W59AC | 5.925-6.875 | ANT UXA12-W59AC1S1 5.925-6.875 | 12 | 1 | 31870.51 | 48.5% | 16413.3126
10041177 | SB6-W60CC | 5.925-7.125 | SB6-W60CC | 6 | 1 | 8509.77 | 48.5% | 4382.5316
10045572 | SUX4B-W60DC1SG | 5.925-7.125 | SUX4B-W60DC1SG | 4 | 1 | 10570.49 | 48.5% | 5443.8023
10049627 | SB4-W60EC | 5.925-7.125 | SB4-W60EC | 4 | 1 | 4678.45 | 48.5% | 2409.4017
10049629 | SBX4-W60EC | 5.925-7.125 | SBX4-W60EC | 4 | 1 | 5316.99 | 48.5% | 2738.2499
10049631 | SB6-W60DC2 | 5.925-7.125 | SB6-W60DC2 | 6 | 1 | 9609.76 | 48.5% | 4949.0264
10049633 | SBX6-W60DC2 | 5.925-7.125 | SBX6-W60DC2 | 6 | 1 | 9148.3 | 48.5% | 4711.3745
10050119 | SC3-W60BC | 5.925-7.125 | SC3-W60BC | 3 | 0 | 2422.28 | 48.5% | 1247.4742
10050120 | SCX3-W60BC | 5.925-7.125 | SCX3-W60BC | 3 | 0 | 3060.82 | 48.5% | 1576.3223
10050366 | SB4-W60EC2 | 5.925-7.125 | SB4-W60EC2 | 4 | 1 | 5530.49 | 48.5% | 2848.2024
10025520 | DA8-65AC | 6.425-7.125 | ANT DA8-65AC1S1 6.425-7.125 GHz | 8 | 1 | 13772.99 | 48.5% | 7093.0899
10025535 | UXA8-65AC | 6.425-7.125 | ANT UXA8-65AC1S1 6.425-7.125 GHz | 8 | 1 | 19294.52 | 48.5% | 9936.6778
10031083 | UXA6-65BD | 6.425-7.125 | UXA6-65BD | 6 | 1 | 15357.02 | 48.5% | 7908.8653
10032346 | SUX6-65BC | 6.425-7.125 | Antenna SUX6-65BC1S1 6.425-7.125 GHz | 6 | 1 | 11915.34 | 48.5% | 6136.4001
10032475 | UXA6-65BC | 6.425-7.125 | ANT UXA6-65BC1S1 6.425-7.125 GHz | 6 | 1 | 14895.23 | 48.5% | 7671.0435
10036663 | PAD10-65AC7S1R | 6.425-7.125 | PAD10-65AC7S1R | 10 | 2 | 17502.03 | 48.5% | 9013.5454
10036722 | PAD6-65BC7 | 6.425-7.125 | PAD6-65BC7S1 | 6 | 1 | 7285.53 | 48.5% | 3752.048
10043088 | PAD6-65BC7S1R | 6.425-7.125 | PAD6-65BC7S1R | 6 | 2 | 8860.53 | 48.5% | 4563.173
10043089 | PAD8-65AC7S1R | 6.425-7.125 | PAD8-65AC7S1R | 8 | 2 | 12243.84 | 48.5% | 6305.5776
37400161 | PAD6-65BC1SGR | 6.425-7.125 | ANT/RAD KIT PAD6-65BC1SGR | 6 | 1 | 9445.52 | 48.5% | 4864.4428
37500133 | PAD8-65AC1SGR | 6.425-7.125 | Antenna/Radome Kit PAD8-65AC1SGR | 8 | 1 | 13405.21 | 48.5% | 6903.6831
10041660 | SB6-W100CC | 10.0-11.7 | SB6-W100CC | 6 | 1 | 8084.1 | 48.5% | 4163.3115
10049683 | SC2-W100CC | 10.0-11.7 | SC2-W100CC | 2 | 0 | 1485.75 | 48.5% | 765.1612
10049685 | SCX2-W100CC | 10.0-11.7 | SCX2-W100CC | 2 | 0 | 2124.22 | 48.5% | 1093.9733
10049692 | SC3-W100BC | 10.0-11.7 | SC3-W100BC | 3 | 0 | 2081.66 | 48.5% | 1072.0549
10049695 | SCX3-W100BC | 10.0-11.7 | SCX3-W100BC | 3 | 0 | 2628.5 | 48.5% | 1353.6775
10049698 | SB4-W100EC | 10.0-11.7 | SB4-W100EC | 4 | 1 | 4678.45 | 48.5% | 2409.4017
10049701 | SBX4-W100EC | 10.0-11.7 | SBX4-W100EC | 4 | 1 | 5316.99 | 48.5% | 2738.2499
10049704 | SB6-W100DC2 | 10.0-11.7 | SB6-W100DC2 | 6 | 1 | 9445.52 | 48.5% | 4864.4428
10049707 | SBX6-W100DC2 | 10.0-11.7 | SBX6-W100DC2 | 6 | 1 | 8722.56 | 48.5% | 4492.1184
10050364 | SB4-W100EC2 | 10.0-11.7 | SB4-W100EC2 | 4 | 1 | 5530.49 | 48.5% | 2848.2024
10050365 | SBX4-W100EC2 | 10.0-11.7 | SBX4-W100EC2 | 4 | 1 | 6205.5 | 48.5% | 3195.8325
10050368 | SCX3-W100BC8 | 10.0-11.7 | SCX3-W100BC8 | 3 | 0 | 3501.05 | 48.5% | 1803.0408
10050373 | SCX3-W100BC-MODG | 10.0-11.7 | SCX3-W100BC-MODG | 3 | 0 | 3775.52 | 48.5% | 1944.3928
10011716 | UXA8-107AD | 10.7-11.7 | UXA8-107AD | 8 | 1 | 21829.5 | 48.5% | 11242.1925
10011719 | UXA10-107AD | 10.7-11.7 | UXA10-107AD | 10 | 1 | 26995.51 | 48.5% | 13902.6876
10025551 | UXA8-107AC | 10.7-11.7 | ANT UXA8-107AC1S1 10.7-11.7GHZ | 8 | 1 | 19294.52 | 48.5% | 9936.6778
10025552 | DAX8-107AC | 10.7-11.7 | ANT DAX8-107AC1S1 10.7-11.7GHZ | 8 | 1 | 14520.03 | 48.5% | 7477.8155
10031625 | UXA6-107BC | 10.7-11.7 | ANT UXA6-107BC1S1 10.7-11.7GHZ | 6 | 1 | 14900.23 | 48.5% | 7673.6184
10031862 | SU6-107BC | 10.7-11.7 | ANT SU6-107BC1S1 10.7-11.7 GHZ | 6 | 1 | 11063.99 | 48.5% | 5697.9549
10032174 | SUX6-107BC | 10.7-11.7 | ANT SUX6-107BC1S1 10.7-11.7GHZ | 6 | 1 | 11915.34 | 48.5% | 6136.4001
10034124 | SU6-107BC2 | 10.7-11.7 | ANT SU6-107BC2S1 10.7-11.7 GHz | 6 | 1 | 12595.53 | 48.5% | 6486.698
10036307 | SUX3-107BFC1SG | 10.7-11.7 | SUX3-107BFC1SG | 3 | 0 | 7385 | 48.5% | 3803.275
10036350 | SU6-107BC7 | 10.7-11.7 | ANT/RAD/SWAY BAR KIT SU6-107BC7S1 | 6 | 1 | 10468.36 | 48.5% | 5391.2054
10040922 | UXA6107BDTF4HGWKT4 | 10.7-11.7 | KIT ANT UXA6-107 TF VB4FT HANGERASSY&HDW | 6 | 1 | 18308.43 | 48.5% | 9428.8414
10044370 | SU4-107DD | 10.7-11.7 | SU4-107DD | 4 | 1 | 8095.5 | 48.5% | 4169.1825
10044372 | SU4-107DC | 10.7-11.7 | SU4-107DC | 4 | 1 | 7663.35 | 48.5% | 3946.6253
10044375 | SUX4-107DC | 10.7-11.7 | SUX4-107DC | 4 | 1 | 8514.76 | 48.5% | 4385.1014
10044417 | UXA4-107DC | 10.7-11.7 | UXA4-107DC | 4 | 1 | 9366.17 | 48.5% | 4823.5775
10045205 | UXA4-107DC1SG | 10.7-11.7 | UXA4-107DC1SG | 4 | 1 | 11020.52 | 48.5% | 5675.5678
10045206 | SU4-107DC1SG | 10.7-11.7 | SU4-107DC1SG | 4 | 1 | 9220.47 | 48.5% | 4748.5421
10045207 | SUX4-107DC1SG | 10.7-11.7 | SUX4-107DC1SG | 4 | 1 | 10120.53 | 48.5% | 5212.073
10045212 | SU4-107DC2 | 10.7-11.7 | SU4-107DC2 | 4 | 1 | 8680.49 | 48.5% | 4470.4523
10045244 | SUX4-107DC7 | 10.7-11.7 | SUX4-107DC7 | 4 | 1 | 9445.52 | 48.5% | 4864.4428
10045245 | SUX4-107DC7SG | 10.7-11.7 | SUX4-107DC7SG | 4 | 1 | 10570.49 | 48.5% | 5443.8023
10045451 | UXA10-107AC8SG | 10.7-11.7 | UXA10-107AC8SG | 10 | 1 | 31225.53 | 48.5% | 16081.148
409120391 | UXA10-107AC8SG | 10.7-11.7 | ANTENNA, UHX10-107-P3A, PARABOLIC, 10.7-11.7GHZ, 10FT, CPRG FLANGE, GR | 10 | 1 | 29670 | 48.5% | 15280.05
10045796 | SUX4-107DC2HG | 10.7-11.7 | SUX4-107DC2HG | 4 | 1 | 12280.52 | 48.5% | 6324.4678
10045860 | SUX4-107DC2H | 10.7-11.7 | SUX4-107DC2H | 4 | 1 | 10930.5 | 48.5% | 5629.2075
10047243 | UA8-107AC2 | 10.7-11.7 | UA8-107AC2 | 8 | 1 | 19120.5 | 48.5% | 9847.0575
10049853 | UXA6-107BC1SM | 10.7-11.7 | UXA6-107BC1SM | 6 | 1 | 18895.45 | 48.5% | 9731.1568
37600089 | UXA8-107AC7SG | 10.7-11.7 | ANT UXA8-107AC7SG 10.7-11.7GHZ | 8 | 1 | 24925.53 | 48.5% | 12836.648
PADX8-107AC1S | PADX8-107AC | 10.7-11.7 | ANT PADX8-107AC1S 10.7-11.7GHZ | 8 | 1 | 11115.79 | 48.5% | 5724.6319
10047770 | SBX4-127EB | 12.7-13.25 | SBX4-127EB | 4 | 1 | 4891.32 | 48.5% | 2519.0298
10030680 | UXA6-142BB | 14.2-15.35 | UXA6-142BB | 6 | 1 | 15745.52 | 48.5% | 8108.9428
10047771 | SBX4-142EB | 14.2-15.35 | SBX4-142EB | 4 | 1 | 5170.55 | 48.5% | 2662.8333
10044324 | UXA4-142DB | 14.2-15.35 | UXA4-142DB | 4 | 1 | 9361.17 | 48.5% | 4821.0026
10046714 | SCX2-142CB | 14.2-15.35 | SCX2-142CB | 2 | 0 | 1911.42 | 48.5% | 984.3813
10038398 | SUX2-190BB2H | 17.7-19.7 | SUX2-190BB2H | 2 | 0 | 6745.48 | 48.5% | 3473.9222
10044326 | UXA4-190DB | 17.7-19.7 | UXA4-190DB | 4 | 1 | 9361.17 | 48.5% | 4821.0026
10045872 | SC1-190AB | 17.7-19.7 | SC1-190AB | 1 | 0 | 847.14 | 48.5% | 436.2771
10046704 | SC2-190CB | 17.7-19.7 | SC2-190CB | 2 | 0 | 1272.81 | 48.5% | 655.4972
10046715 | SCX2-190CB | 17.7-19.7 | SCX2-190CB | 2 | 0 | 1911.42 | 48.5% | 984.3813
10047707 | SC3-190BB | 17.7-19.7 | SC3-190BB | 3 | 0 | 1953.98 | 48.5% | 1006.2997
10047730 | SB4-190EB | 17.7-19.7 | SB4-190EB | 4 | 1 | 4495.47 | 48.5% | 2315.1671
10047739 | SB6-190DB2 | 17.7-19.7 | SB6-190DB2 | 6 | 1 | 6782.09 | 48.5% | 3492.7764
10047757 | SBX6-190DB2 | 17.7-19.7 | SBX6-190DB2 | 6 | 1 | 8613.01 | 48.5% | 4435.7002
10047764 | SCX3-190BB | 17.7-19.7 | SCX3-190BB | 3 | 0 | 2592.45 | 48.5% | 1335.1118
10047772 | SBX4-190EB | 17.7-19.7 | SBX4-190EB | 4 | 1 | 4891.32 | 48.5% | 2519.0298
10049861 | UXA4-190DB1SM | 17.7-19.7 | UXA4-190DB1SM | 4 | 1 | 12820.5 | 48.5% | 6602.5575
10049993 | SBX4-190EB2 | 17.7-19.7 | SBX4-190EB2 | 4 | 1 | 5755.54 | 48.5% | 2964.1031
10044328 | UXA4-220DB | 21.2-23.6 | UXA4-220DB | 4 | 1 | 9361.17 | 48.5% | 4821.0026
10045903 | SCX1-220AB | 21.2-23.6 | SCX1-220AB | 1 | 0 | 1485.75 | 48.5% | 765.1612
10046705 | SC2-220CB | 21.2-23.6 | SC2-220CB | 2 | 0 | 1272.81 | 48.5% | 655.4972
10046716 | SCX2-220CB | 21.2-23.6 | SCX2-220CB | 2 | 0 | 1911.42 | 48.5% | 984.3813
10047765 | SCX3-220BB | 21.2-23.6 | SCX3-220BB | 3 | 0 | 2592.45 | 48.5% | 1335.1118
10047773 | SBX4-220EB | 21.2-23.6 | SBX4-220EB | 4 | 1 | 5170.48 | 48.5% | 2662.7972
10045907 | SCX1-380AB | 37.0-40.0 | SCX1-380AB | 1 | 0 | 1485.75 | 48.5% | 765.1612
10046720 | SCX2-380CB | 37.0-40.0 | SCX2-380CB | 2 | 0 | 1911.42 | 48.5% | 984.3813
Radomes and Sway Kits
10011400 |  |  | Kit Sway Bar 4ft SL (SMA-WK-4) SB |  |  | 580.51 | 48.5% | 298.9626
10031054 |  |  | Kit Sway Bar 6ft Refl (SMA-SK-60-2000A) |  |  | 760.48 | 48.5% | 391.6472
10031053 |  |  | Kit Sway Bar 8-12ft Refl (SMA-SK-60-3000A) |  |  | 850.5 | 48.5% | 438.0075
10041020 |  |  | KIT ADDITIONAL SWAY-BAR SC3 SMA-SK-3 |  |  | 445.48 | 48.5% | 229.4222
10042784 |  |  | Sway Bar/Tower Universal Connecting Kit (SMA-SKO-Universal) |  |  | 220.5 | 48.5% | 113.5575
311793-003-W |  |  | 6ft Unheated Radome, Fiberglass (white deep) |  |  | 2228.59 | 48.5% | 1147.7239
Dehydrator and Manifolds
10042202 |  |  | APD20-D-35XH0R00S0 , 120v, Lo psi, no purge, < 7800' 6-12GHz |  |  | 4725 | 48.5% | 2433.375
10042194 |  |  | APD20-D-35XH0R00S1 120v, 3-5psi, Lo psi alm, 10 day purge, < 7800' 6-12GHz |  |  | 4725 | 48.5% | 2433.375
1AF24848ABAA |  |  | Dehydrator MT050C, 115/230 Vac, 50/60 Hz |  |  | 9375 | 48.5% | 4828.125
409085271 |  |  | KIT, AE01D-D1658-100, MT050/MT/XT300 WALL SHELF |  |  | 791 | 48.5% | 407.365
20040835 |  |  | Dehydrator Wall Shelf for APD20 (20040835) |  |  | 293 | 48.5% | 150.895
920202-W |  |  | Gas Distribution Manifold, 2 Port, 0-15PSIG (920202) |  |  | 607.53 | 48.5% | 312.8779
920204-W |  |  | Gas Distribution Manifold, 4 Port, 0-15PSIG (920204) |  |  | 879.97 | 48.5% | 453.1846
920206-W |  |  | Gas Distribution Manifold, 6 Port, 0-15PSIG (920206) |  |  | 1134 | 48.5% | 584.01
920208-W |  |  | Gas Distribution Manifold, 8 Port, 0-15PSIG (920208) |  |  | 1484.98 | 48.5% | 764.7647
10042196 |  |  | Automatic Dehydrator (APD20-D-35EH2R24S1), 120v, 3-5 psi, |  |  | 7224.98 | 48.5% | 3720.8647
Waveguide, Connectors and Associated Parts
810265-001 |  |  | Standard Elliptical Waveguide, E60 (5.6 - 6.425 GHz) |  |  | 33.95 | 48.5% | 17.4843
810265-002 |  |  | Premium Elliptical Waveguide, EP60 (5.6 - 6.425 GHz) |  |  | 37.03 | 48.5% | 19.0705
399269-101 |  |  | Connector, Tunable / CPR137G (bottom) (C137-060TG) |  |  | 809.55 | 48.5% | 416.9183
399269-103 |  |  | Connector, Non-Tunable / CPR137G (top) (C137-060FG) |  |  | 809.55 | 48.5% | 416.9183
916534-158 |  |  | Hoisting Grip (HOIST1-158L) - Lace-up (LCF158,HCA158,E60,EP60,EP65) |  |  | 83.72 | 48.5% | 43.1158
921234-061 |  |  | Grounding Kit - 60in wire, E60 (GKIT-60-060) |  |  | 62.37 | 48.5% | 32.1206
920981-003 |  |  | Hanger Kit for E60 (CLAMP-060) (10 pack, bolt-on) |  |  | 68.67 | 48.5% | 35.3651
915255 |  |  | Angle Member Adapter Kit, 3/8in Stainless Steel (ANGLE-CLPI) (10 pack) |  |  | 166.67 | 48.5% | 85.835
ANGLE-CLPI |  |  | Angle Member Adapter Kit, 3/8in Stainless Steel (ANGLE-CLPI) (10 pack) |  |  | 166.67 | 48.5% | 85.835
CEIL12-5I |  |  | Ceiling Adapter Kit, 12in (CEIL12-5I, 514608-003) (5 pack) - waveguide only |  |  | 85.68 | 48.5% | 44.1252
920831 |  |  | Wall/Roof Feed Thru E/EP60 (WFT-060) - 1 per boot |  |  | 159.04 | 48.5% | 81.9056
400108 |  |  | Pressure Window (WPW-137EP) - mates to CPR137G |  |  | 92.96 | 48.5% | 47.8744
915663 |  |  | 4in Boot with 1 Hole for E60 (BOOT4-060) |  |  | 133.91 | 48.5% | 68.9637
815487-001 |  |  | Standard Elliptical Waveguide E105 (10.0 - 11.7 GHz) |  |  | 26.74 | 48.5% | 13.7711
815487-002 |  |  | Premium Elliptical Waveguide EP105 (10.0 - 11.7 GHz) |  |  | 32.48 | 48.5% | 16.7272
399503-101 |  |  | Connector, Tunable (C90-105TG) |  |  | 650.02 | 48.5% | 334.7603
399503-103 |  |  | Connector, Non-Tunable (top) (C90-105FG) |  |  | 650.02 | 48.5% | 334.7603
916533-108 |  |  | Hoisting Grip (HOIST1-105L) - Lace-up (E105,E78) |  |  | 39.13 | 48.5% | 20.152
921234-108 |  |  | Grounding Kit - 60in wire, E105 (GKIT-60-105) |  |  | 48.02 | 48.5% | 24.7303
920981-007 |  |  | Hanger Kit for E105, 7/8in coax (CLAMP-105) (10 pack, bolt-on) |  |  | 45.22 | 48.5% | 23.2883
920745 |  |  | Wall/Roof Feed Thru E/EP105 - 1 per boot (WFT-105) |  |  | 142.31 | 48.5% | 73.2897
400130 |  |  | Pressure Window (WPW-090EP) - mates to CPR90G |  |  | 75.95 | 48.5% | 39.1143
400124 |  |  | 2ft Twistflex (TF090-CC1-024I) - CPR90G/CPR90G |  |  | 670.53 | 48.5% | 345.3229
915665 |  |  | 4in Boot with 1 Hole for E105 (BOOT4-105) |  |  | 133.91 | 48.5% | 68.9637
15008330-STD-V |  |  | Standard Elliptical Waveguide, E65 (5.9 - 7.125 GHz) |  |  | 30.52 | 48.5% | 15.7178
15008330-PREM-V |  |  | Premium Elliptical Waveguide, EP65 (5.9 - 7.125 GHz) |  |  | 31.22 | 48.5% | 16.0783
399289-101 |  |  | Connector, Tunable / CPR137G (C137-065TG) |  |  | 809.55 | 48.5% | 416.9183
399289-103 |  |  | Connector, Non-Tunable (top) (C137-065FG) |  |  | 809.55 | 48.5% | 416.9183
921234-065 |  |  | Grounding Kit - 60in wire, E65 (GKIT-60-065) |  |  | 48.02 | 48.5% | 24.7303
920981-004 |  |  | Hanger Kit for E65-70 (CLAMP-114) (10 pack, bolt-on, 1.25in ) |  |  | 70.98 | 48.5% | 36.5547
CLAMP-114 |  |  | Kit Hngr E/Ep65 10/Kt |  |  | 70.98 | 48.5% | 36.5547
920738 |  |  | Wall/Roof Feed Thru E/EP65 (WFT-065) - 1 per boot |  |  | 159.04 | 48.5% | 81.9056
915006-W |  |  | Hardware Kit, HDWK3/8-16X1, 3/8 – 16 x 1 bolt (915006) - 10 each lock washers, hex nuts and fillister head screws |  |  | 25.34 | 48.5% | 13.0501
915751 |  |  | 4in Boot with 1 Hole for E65 (BOOT4-065) |  |  | 133.91 | 48.5% | 68.9637
810268-001 |  |  | Standard Elliptical Waveguide, E185 (17.3 - 19.7 GHz) |  |  | 19.88 | 48.5% | 10.2382
810268-002 |  |  | Premium Elliptical Waveguide, EP185 (17.3 - 19.7 GHz) |  |  | 23.17 | 48.5% | 11.9326
916534-012 |  |  | Hoisting Grip (HOIST1-185L) - Lace-up (L12,E185) |  |  | 47.88 | 48.5% | 24.6582
921234-191 |  |  | Grounding Kit, 60in wire, E185 (GKIT-60-185) |  |  | 38.78 | 48.5% | 19.9717
920981-010 |  |  | Hanger Kit for E185 (CLAMP-185) (10 pack, bolt-on) |  |  | 35.91 | 48.5% | 18.4936
920726 |  |  | Wall/Roof Feed Thru (WF-185) - 1 per boot |  |  | 142.31 | 48.5% | 73.2897
400184 |  |  | Pressure Window (PW-BW220) PBR220/UBR220 |  |  | 232.89 | 48.5% | 119.9383
915664 |  |  | 4in Boot with 1 Hole for E185 (BOOT4-185) |  |  | 106.05 | 48.5% | 54.6157
914791-W |  |  | Load Termination WR-90 / CPR90G Flange (91479) |  |  | 749.98 | 48.5% | 386.2397
915422-W |  |  | Load Termination WR-137 / CPR137G Flange (915422) |  |  | 205.03 | 48.5% | 105.5905
311372-W |  |  | Cover Plate kit WR-137 / CPR137G Flange (311372) |  |  | 117.53 | 48.5% | 60.528
10037094 |  |  | Cover Plate kit WR-90 / PDR100 or UDR100 Flange (10037094) |  |  | 224.98 | 48.5% | 115.8647
913412 |  |  | CPR137G Flange Rebuild Kit (when reusing antennas OR waveguide) (used at end only) (913412) |  |  | 62.02 | 48.5% | 31.9403
409081635 |  |  | UNIV ADJ LEG MT- UP TO 10 3/4 LEG (Ant. Pipe Mount/Ice Shield) |  |  | 2316 | 48.5% | 1192.74
20036962 |  |  | BASIC FEED 02-190 F2 BF 055 MM |  |  | 749.98 | 48.5% | 386.2397
1AF06466AAAA |  |  | VSTRUT-P3KIT,Inner, 4'-6' antenna, 5' pipe |  |  | 650 | 48.5% | 334.75
1AF29408AAAA |  |  | Non-Penetrating Tripod (TRPD1 / TRPD-HD) |  |  | 4354 | 48.5% | 2242.31
1AF26069AAAA |  |  | 4-1/2” x 126” Mast Pipe (P4126) |  |  | 975 | 48.5% | 502.125
1AF29407AAAA |  |  | 1/2”x18”x48” Rubber Mat (6 Required) (MAT18) |  |  | 97 | 48.5% | 49.955
1AF29406AAAA |  |  | Ballast Tie Down Kit (3 Required) (BHD-K) |  |  | 171.8 | 48.5% | 88.477
30033358 |  |  | TUBING, POLYURETHANE 3/8 OD X .245 (per ft) |  |  | 9.03 | 48.5% | 4.6505
409082377 |  |  | BOOT-BAZERO PROT RUB 4IN 4IN BK |  |  | 80.2 | 48.5% | 41.303
1AF29406AAAA |  |  | Ballast Tie Down Kit |  |  | 171.8 | 48.5% | 88.477
1AF29407AAAA |  |  | Rubber Mat 1/2inch x 18inch x 48inch |  |  | 99 | 48.5% | 50.985
1AF29408AAAA |  |  | Heavy-Duty Non-Penetrating Tri |  |  | 4364 | 48.5% | 2247.46
WPFG-1 |  |  | KIT WTHPRF CONNS&SPLICE |  |  | 49.42 | 48.5% | 25.4513
15347601 |  |  | GKIT E220 Grounding Kit 0.25m Wire |  |  | 130.48 | 48.5% | 67.1972
1AD127790001 |  |  | Hanger Kit for EW180/EW220/EW240 (43211A) (10 pack) |  |  | 56.9 | 48.5% | 29.3035
1AD082220001 |  |  | PIPE, P2126, SCHEDULE 40 PLAIN END HOT |  |  | 243 | 48.5% | 125.145
SNAP-ST-158 |  |  | Hanger, Stackable 1-5/8 10 Kit |  |  | 70 | 48.5% | 36.05
409085024 |  |  | Cable, 25-pr, Conn -Conn, 25, RTU -66 Blk |  |  | 425.2 | 48.5% | 218.978
3CC50097AB |  |  | Fiber storage -pole/wall mount (100m) GR3108 |  |  | 319.26 | 48.5% | 164.4189
15006830-STD |  |  | FLEXWELL Elliptical Waveguide, 21.2 - 23.6 GHz (Per Ft) E220J |  |  | 72.87 | 48.5% | 37.5281
15347020 |  |  | Connector FLEXWELL waveguide PBR220 |  |  | 562.52 | 48.5% | 289.6978
15347702 |  |  | Wall Feed Through for FLEXWELL Elliptical Waveguide E220/EO38 |  |  | 130.48 | 48.5% | 67.1972
1AF25375AAAA |  |  | Hanger Kit with three holes for EW90 wav |  |  | 226.75 | 48.5% | 116.7763
HOIST1-114L |  |  | Grip Hoisting L114 E65 Lace-Up |  |  | 60.62 | 48.5% | 31.2193
HOIST1-158L |  |  | Grip Hoisting L158 E60 Lace-Up |  |  | 83.72 | 48.5% | 43.1158
Twistflex, Hanger Kits and Accessories
916705-W |  |  | Twistflex hanger kit WR90 (916705) |  |  | 139.51 | 48.5% | 71.8477
1AF15840AAAA |  |  | Twistflex Hanger Kit WR42 (PBR220) - RFS does not have a 220 hanger - Andrew part: (244106A-220) |  |  | 116.9 | 48.5% | 60.2035
916933-W |  |  | Twistflex hanger kit WR137 (916933) |  |  | 209.23 | 48.5% | 107.7535
400015 |  |  | 3ft Twistflex (TF137-CC1-036I) - CPR137G/CPR137G |  |  | 895.51 | 48.5% | 461.1877
400125 |  |  | 3ft Twistflex (TF090-CC1-036I) - CPR90G/CPR90G |  |  | 805.49 | 48.5% | 414.8274
10038689 |  |  | Twistflex Flexible Waveguide for Microwave Radio System, 11GHz, 1.2m TF R 220 PBR/UBR 18.0-26.5 |  |  | 494.97 | 48.5% | 254.9096
400013 |  |  | 1ft Twistflex (TF137-CC1-012I) - CPR137G/CPR137G |  |  | 715.47 | 48.5% | 368.4671
916626 |  |  | CLAMP SNAP-IN LCF158 Stack Kit 10 - HANGER, STACKABLE 1-5/8 10 KIT |  |  | 70 | 48.5% | 36.05
HOIST2-L01 |  |  | Hoisting Grip (HOIST2-L01) - Lace-up, 2 loop |  |  | 210.56 | 48.5% | 108.4384
Times Microwave Systems (TMS) LMR Parts and Accessories
1AC014320002 |  |  | LMR400 (HS: 2 runs, NS: 1 run) + (if non-integ, dual pol and 2 channels: 2 runs) (TMS) |  |  | 10.4 | 48.5% | 5.356
1AB095530045 |  |  | PPC Connector (compression) - straight male (3 per LMR run) (TMS) |  |  | 85.45 | 48.5% | 44.0068
1AB095530046 |  |  | PPC Connector (compression) - straight female (1 per LMR run) (TMS) |  |  | 70.5 | 48.5% | 36.3075
1AB383930001 |  |  | PPC Compression Tool (1 per deployment) (TMS) |  |  | 2251.45 | 48.5% | 1159.4968
1AB350440001 |  |  | LMR grounding kit (GKS400TT) (TMS) |  |  | 141.75 | 48.5% | 73.0012
SitePro1 (Valmont) Ice Shields, Tieback Steel, Parts and Accessories
409081593 |  |  | Valmont flat Ice Shield - 4ft (ISMD4, 800250) ADD PIPE MOUNT |  |  | 4554 | 48.5% | 2345.31
409081601 |  |  | Valmont flat Ice Shield - 6ft (ISMD6, 800251) ADD PIPE MOUNT |  |  | 6050 | 48.5% | 3115.75
409081619 |  |  | Valmont flat Ice Shield - 8ft (ISMD8, 800252) ADD PIPE MOUNT AND WELDMENT |  |  | 7634 | 48.5% | 3931.51
1AF19234AAAA |  |  | Valmont flat Ice Shield - 10ft (ISMD10, 800253) ADD PIPE MOUNT AND WELDMENT |  |  | 9526 | 48.5% | 4905.89
409108073 |  |  | Valmont Pipe Mount Extension weldment for Ice Shields (PME2, B1935) |  |  | 686.4 | 48.5% | 353.496
1AF24588AAAA |  |  | Valmont ice shield KIT - 4ft (ISMD4-R5LL = 800250 (ice shield) + 409081365 (leg mount)) |  |  | 6468 | 48.5% | 3331.02
1AF24589AAAA |  |  | Valmont ice shield KIT - 6ft (ISMD6-R5LL = 800251 (ice shield) + 409081365 (leg mount)) |  |  | 7920 | 48.5% | 4078.8
1AF24587AAAA |  |  | Valmont ice shield KIT - 8ft (ISMD8-R5LL = 800252 (ice shield) + 409081365 (leg mount)) |  |  | 9455.6 | 48.5% | 4869.634
1AF24586AAAA |  |  | Valmont ice shield KIT - 10ft (ISMD10-R5LL = 800253 (ice shield) + 409081365 (leg mount)) |  |  | 11290.4 | 48.5% | 5814.556
1AF28451AAAA |  |  | Tieback Steel - Bulk Angle 4” X 4” X ¼” x 20’ (ANG414) - (1 per antenna) |  |  | 1219 | 48.5% | 627.785
1AF03676ABAA |  |  | Bulk Pipe (for pipe mount) - 4 1/2" x 72" (Valmont: P472) |  |  | 525 | 48.5% | 270.375
1AF22298AAAA |  |  | 4 1/2" Universal Ring Mount (Valmont: 801068, LWRM) - PREFERRED - 1 required for 3' or smaller antennas |  |  | 3036 | 48.5% | 1563.54
409081494 |  |  | MTG-B1656 BRKT 0IN 0IN 0IN STL CHN MNT * |  |  | 899 | 48.5% | 462.985
1AF25795AAAA |  |  | FLUSH MOUNT ADAPTER DUAL LEVEL |  |  | 747 | 48.5% | 384.705
SitePro1 (Valmont) Misc. Microwave Parts and Accessories
409081510 |  |  | LMR Cushion Hanger (4 hole) - (Valmont: B1676, SRLR44-K) - complete with clamp and clamp head (5 per package) |  |  | 107.6 | 48.5% | 55.414
1AD173640001 |  |  | BRL Cushion BC141X 1-5/8,10@0.24,10p (Valmont BC1410) |  |  | 108 | 48.5% | 55.62
END of NON-INTEGRATED ANTENNA SYSTEMS Price Catalog

## CommScope Antenna Sys
Commscope_ant_list_20_07_16
Rider C Section C5 - Antenna Systems
9500 MPR COMMSCOPE ANTENNA SYSTEMS
Part No | CommScope P/N | Frequency Band | Description | Size (ft) | # Struts | HGACBuy MSRP | HGACBuy Discount % | HGACBuy Unit Price
1AF32561AAAA | SHP3-6W-6WH/A | 5.925-7.125 | Microwave Ant. 6GHz 3ft SHP3-6W-6WH/A | 3 | 0 | 5975 | 48.5% | 3077.125
1AF21072AAAA | VHLP4-6W-6WH/B | 5.925-7.125 | ANT VHLP4-6W-6WH/C 4FT 5.9-7.1 CPR137G | 4 | 0 | 6447 | 48.5% | 3320.205
1AF21838AAAA | VHLPX4-6W-6WH/A | 5.925-7.125 | VHLPX4-6W-6WH - 4' Hi Perf, Dual Pol A | 4 | 0 | 6573 | 48.5% | 3385.095
1AF31728ABAA | HX6-6W-6GR | 5.925-7.125 | Microwave Antenna, 6GHz, HX6-6W-6GR | 6 | 1 | 9519 | 48.5% | 4902.285
1AF20097AAAA | VHLPX6-6W-6WH/A | 5.925-7.125 | ANT*HP_Ant_6GHz*1.8m*Dual_1.8d | 6 | 1 | 14228.9 | 48.5% | 7327.8835
1AF20657AAAA | VHLP6-6W-6WH/A | 5.925-7.125 | VHLP6-6W-6WH/B ANTN 1.8M Pol-sing. | 6 | 1 | 9495 | 48.5% | 4889.925
1AF31753AAAA | VHLPX6-6W-6WH/B | 5.925-7.125 | ANT VHLPX 6FT Dual-pol 5.925-7.125GHz | 6 | 1 | 13481.9 | 48.5% | 6943.1785
1AF31775AAAA | USX6-6W-6GR | 5.925-7.125 | Microwave Antenna, 6GHz, USX6-6W-6GR | 6 | 1 | 13000 | 48.5% | 6695
1AF31727ABAA | HX8-6W-6GR | 5.925-7.125 | Microwave Antenna, 6GHz, 8Ft, HX8-6W-6GR | 8 | 1 | 13000 | 48.5% | 6695
1AF31900AAAA | USX8-6W-6GR | 5.925-7.125 | Microwave Antenna, 6GHz, 8Ft,USX8-6W-6GR | 8 | 1 | 17000 | 48.5% | 8755
1AK18988AAAA | USX10-6W-6GR | 5.925-7.125 | Microwave Antenna, 6GHz, USX10-6W-6GR | 10 | 2 | 24500 | 48.5% | 12617.5
1AF32586AAAA | USX12-6W-6GR | 5.925-7.125 | Microwave Ant, 6GHz, 12FT, USX12-6W-6GR | 12 | 2 | 31250 | 48.5% | 16093.75
3CC57029AA | VHLP4-6W-AUBTR | 5.925-7.125 | Ant UBT Int 4ft 6 GHz SP A. | 4 | 0 | 2802.75 | 48.5% | 1443.4162
3CC57037AA | VHLP4-6W-AUBTC | 5.925-7.125 | Ant UBT Int 4ft 6 GHz DP A. | 4 | 0 | 2802.75 | 48.5% | 1443.4162
3CC57096AA | VHLPX4-6W-AUBTR | 5.925-7.125 | Ant UBT Int 4ft 6 GHz (with OMT) A. | 4 | 0 | 3718.5 | 48.5% | 1915.0275
3CC57051AA | VHLP6-6W-AUBTR | 5.925-7.125 | Ant UBT Int 6ft 6 GHz SP A. | 6 | 1 | 5189.25 | 48.5% | 2672.4637
3CC57058AA | VHLP6-6W-AUBTC | 5.925-7.125 | Ant UBT Int 6ft 6 GHz DP A. | 6 | 1 | 5189.25 | 48.5% | 2672.4637
3CC57104AA | VHLPX6-6W-AUBTR | 5.925-7.125 | Ant UBT Int 6ft 6 GHz (with OMT) A. | 6 | 1 | 6188.25 | 48.5% | 3186.9488
1AF32560AAAA | VHLP2-11W-6WH/A | 10.7-11.7 | Microwave Ant. 11GHz 2ft VHLP2-11W-6WH/A | 2 | 0 | 2365 | 48.5% | 1217.975
1AF09221AAAA | VHLP3-11W-AW1 | 10.7-11.7 | VHLP3-11W-AW1A -3' HP,HC Integ,SP,Radome | 3 | 0 | 2750 | 48.5% | 1416.25
1AF20518AAAA | VHLPX3-11W-6WH | 10.7-11.7 | Ant HP 3ft DP 10.125-11.7GHz CPR90G | 3 | 0 | 4200 | 48.5% | 2163
1AF20754AYAA | VHLP3-11W-6WH | 10.7-11.7 | VHLP3-11W-6WH/A-3' HP,SP,Radome NO strut | 3 | 0 | 4250 | 48.5% | 2188.75
1AF23936AAAA | VHLP4-11W-6WH | 10.7-11.7 | ANTENNA_4FT_HP_SP_11GHz_VHLP4-11W-6WH/A | 4 | 0 | 6575 | 48.5% | 3386.125
1AF24251AAAA | VHLPX4-11W-6WH | 10.7-11.7 | ANTENNA_4FT_HP_DP_11GHz_VHLPX4-11W-6WH | 4 | 0 | 6573 | 48.5% | 3385.095
1AF10741ABAA | VHLP6-11W-6WH/A | 10.7-11.7 | ValuLine Antenna 6ft, VHLP6-11W-6WH/A | 6 | 1 | 9514 | 48.5% | 4899.71
1AF31774AAAA | USX6-11W-6GR | 10.7-11.7 | Microwave Antenna, 11GHz, USX6-11W-6GR | 6 | 1 | 13000 | 48.5% | 6695
1AF31902AAAA | USX8-11W-6GR | 10.7-11.7 | Microwave Antenna,11GHz,8Ft,USX8-11W-6GR | 8 | 1 | 17000 | 48.5% | 8755
3CC56990AA | VHLP2-11W-AUBTR | 10.7-11.7 | Ant UBT Int 2ft 10/11 GHz SP A. | 2 | 0 | 610.5 | 48.5% | 314.4075
3CC57002AA | VHLP2-11W-AUBTC | 10.7-11.7 | Ant UBT Int 2ft 10/11 GHz DP A. | 2 | 0 | 610.5 | 48.5% | 314.4075
3CC57014AA | VHLP3-11W-AUBTR | 10.7-11.7 | Ant UBT Int 3ft 10/11 GHz SP A. | 3 | 0 | 1498.5 | 48.5% | 771.7275
3CC57022AA | VHLP3-11W-AUBTC | 10.7-11.7 | Ant UBT Int 3ft 10/11 GHz DP A. | 3 | 0 | 1498.5 | 48.5% | 771.7275
3CC57031AA | VHLP4-11W-AUBTR | 10.7-11.7 | Ant UBT Int 4ft 10/11 GHz SP A. | 4 | 0 | 1998 | 48.5% | 1028.97
3CC57039AA | VHLP4-11W-AUBTC | 10.7-11.7 | Ant UBT Int 4ft 10/11 GHz DP A. | 4 | 0 | 1998 | 48.5% | 1028.97
3CC57077AA | VHLPX2-11W-AUBTR | 10.7-11.7 | Ant UBT Int 2ft DP 10/11 GHz (w/ OMT) A. | 2 | 0 | 1332 | 48.5% | 685.98
3CC57090AA | VHLPX3-11W-AUBTR | 10.7-11.7 | Ant UBT Int 3ft DP 10/11 GHz (w/ OMT) A. | 3 | 0 | 2220 | 48.5% | 1143.3
3CC57098AA | VHLPX4-11W-AUBTR | 10.7-11.7 | Ant UBT Int 4ft 10/11 GHz (with OMT) A. | 4 | 0 | 2747.25 | 48.5% | 1414.8338
1AF32504AAAA | VHLPX2-18-1GR/C | 17.7-19.7 | Antenna,18GHz,2ft,VHLPX2-18-1 ANSI | 2 | 0 | 1995 | 48.5% | 1027.425
1AF30158AAAA | VHLPX1-18-2WH/E | 17.7-19.7 | Microwave Antenna,18GHz,1FT,VHLPX1-18-2W | 1 | 0 | 1285 | 48.5% | 661.775
1AF06970AUAA | VHLP2-18-2GR/B | 17.7-19.7 | ANT_2FT_HP_PBR220_SP_Gray_VHLP2-18-2GR/B | 2 | 0 | 2317.5 | 48.5% | 1193.5125
3CC56971AA | VHLP1-18-AUBTR | 17.7-19.7 | Ant UBT Int 1ft 18 GHz SP A. | 1 | 0 | 510.6 | 48.5% | 262.959
3CC56982AA | VHLP1-18-AUBTC | 17.7-19.7 | Ant UBT Int 1ft 18 GHz DP A. | 1 | 0 | 510.6 | 48.5% | 262.959
3CC56993AA | VHLP2-18-AUBTR | 17.7-19.7 | Ant UBT Int 2ft 18 GHz SP A. | 2 | 0 | 610.5 | 48.5% | 314.4075
3CC57005AA | VHLP2-18-AUBTC | 17.7-19.7 | Ant UBT Int 2ft 18 GHz DP A. | 2 | 0 | 610.5 | 48.5% | 314.4075
3CC57067AA | VHLPX1-18-AUBTR | 17.7-19.7 | Ant UBT Int 1ft DP 18 GHz (with OMT) A. | 1 | 0 | 1221 | 48.5% | 628.815
3CC57080AA | VHLPX2-18-AUBTR | 17.7-19.7 | Ant UBT Int 2ft DP 18 GHz (with OMT) A. | 2 | 0 | 1332 | 48.5% | 685.98
3CC56972AA | VHLP1-23-AUBTR | 21.2-23.6 | Ant UBT Int 1ft 23 GHz SP A. | 1 | 0 | 510.6 | 48.5% | 262.959
3CC56983AA | VHLP1-23-AUBTC | 21.2-23.6 | Ant UBT Int 1ft 23 GHz DP A. | 1 | 0 | 510.6 | 48.5% | 262.959
3CC56994AA | VHLP2-23-AUBTR | 21.2-23.6 | Ant UBT Int 2ft 23 GHz SP A. | 2 | 0 | 610.5 | 48.5% | 314.4075
3CC57006AA | VHLP2-23-AUBTC | 21.2-23.6 | Ant UBT Int 2ft 23 GHz DP A. | 2 | 0 | 610.5 | 48.5% | 314.4075
3CC57068AA | VHLPX1-23-AUBTR | 21.2-23.6 | Ant UBT Int 1ft DP 23 GHz (with OMT) A. | 1 | 0 | 1221 | 48.5% | 628.815
3CC57081AA | VHLPX2-23-AUBTR | 21.2-23.6 | Ant UBT Int 2ft DP 23 GHz (with OMT) A. | 2 | 0 | 1332 | 48.5% | 685.98
3CC56978AA | VHLP1-80-AUBTR | 71.0-86.0 | Ant UBT Int 1ft 80 GHz SP A. | 1 | 0 | 799.2 | 48.5% | 411.588
3CC56979AA | VHLP1-80A-AUBTR | 71.0-86.0 | Ant UBT Int 1ft 80 GHz SP FCC A. | 1 | 0 | 1110 | 48.5% | 571.65
3CC57000AA | VHLP2-80-AUBTR | 71.0-86.0 | Ant UBT Int 2ft 80 GHz SP A. | 2 | 0 | 1032.3 | 48.5% | 531.6345
3CC57074AA | VHLPX1-80-AUBTR | 71.0-86.0 | Ant UBT Int 1ft DP 80 GHz (+ OMT) A. | 1 | 0 | 1964.7 | 48.5% | 1011.8205
3CC57075AA | VHLPX1-80A-AUBTR | 71.0-86.0 | Ant UBT Int 1ft DP 80 GHz (+ OMT) FCC A. | 1 | 0 | 2275.5 | 48.5% | 1171.8825
3CC57087AA | VHLPX2-80-AUBTR | 71.0-86.0 | Ant UBT Int 2ft DP 80 GHz (with OMT) A. | 2 | 0 | 2197.8 | 48.5% | 1131.867
409073251 |  |  | 4" Boot (WGB4-63) - for EW63 |  |  | 160.2 | 48.5% | 82.503
1AF15943AAAA |  |  | Standard Elliptical Waveguide, EW180 (17.3 – 19.7 GHz) |  |  | 20.2 | 48.5% | 10.403
1AF16272AAAA |  |  | Connector, Fixed-tuned / PBR220 for EW180 (top) (1180SCM) |  |  | 554.4 | 48.5% | 285.516
402945372 |  |  | Hoisting Grip (43094) - Lace-up (1/2"coax,EW180,EW220) |  |  | 61.4 | 48.5% | 31.621
1AF16280AAAA |  |  | Pressure Window (112587) - mates to PBR220 |  |  | 190 | 48.5% | 97.85
1AF14480AAAF |  |  | FOR HL/C: 2' Twistflex (F042KKS2) - PBR220/PBR220 (Tin plated version is F042KKS2-A, $191.25, No OI Code) |  |  | 650 | 48.5% | 334.75
1AF15937AAAA |  |  | 4" Boot (WGB4-180) - for EW180 |  |  | 160.2 | 48.5% | 82.503
409072832 |  |  | WR137 FLEX TWIST,1200 MM,CPR137G/CPR137G |  |  | 1045 | 48.5% | 538.175
402059869 | 55001-137 |  | PRESSURE WINDOW ASSEMBLY (CPR137) - WR137 PRESSURE WINDOW |  |  | 101.77 | 48.5% | 52.4115
409072873 | 6600D-6 |  | 6-PORT MANIFOLD, 0-15 PSI SIX OUTLET GAS MANIFOLD |  |  | 1119 | 48.5% | 576.285
402093116 | 55001-90 |  | Pressure Window |  |  | 204.61 | 48.5% | 105.3742
402167829 | 31771-4 |  | Ceiling Adapter Kit (Threaded rod kit) |  |  | 146.87 | 48.5% | 75.6381
402662936 | EW52 |  | Andrew EW52 Heliax per foot |  |  | 35.85 | 48.5% | 18.4627
405423773 | 42396A-8 |  | Hanger Kit |  |  | 73.8 | 48.5% | 38.007
406936799 | EW63 |  | Andrew EW63 Heliax per foot |  |  | 27.96 | 48.5% | 14.3994
407415645 | EW90 |  | Andrew EW90 Heliax per foot |  |  | 25.22 | 48.5% | 12.9883
408668911 | 6600D-2 |  | 2-Port Manifold, 0-15 PSI |  |  | 573 | 48.5% | 295.095
408781177 | 29958 |  | Hoisting Grip |  |  | 74.18 | 48.5% | 38.2027
408985216 | 31768A |  | Angle Member Adapter |  |  | 200 | 48.5% | 103
409072758 | F090CCB2 |  | 2' Twistflex |  |  | 1125 | 48.5% | 579.375
409073269 | WGB4-90 |  | 4" Boot |  |  | 143.77 | 48.5% | 74.0416
409083920 | 42396A-7 |  | Hanger Kit |  |  | 66.23 | 48.5% | 34.1085
409083938 | EWSH-90 |  | Hanger Kit |  |  | 230.4 | 48.5% | 118.656
409084308 | 220498 |  | 1 5/8 Grounding Kit (EW52, EW63. EW64), 60: Field attach lug |  |  | 74.18 | 48.5% | 38.2027
409085107 | 252SE |  | Connector |  |  | 894.4 | 48.5% | 460.616
409085255 | 6600D-4 |  | 4-Port Manifold, 0-15 PSI |  |  | 804 | 48.5% | 414.06
409085271 | AE01D-D1658-100 |  | Dehydrator Wall Shelf, MT050/MT/XT300 |  |  | 555 | 48.5% | 285.825
409085370 | 39099-137 |  | Waveguide Termination |  |  | 207.9 | 48.5% | 107.0685
409093101 | 190SE |  | Connector |  |  | 652.82 | 48.5% | 336.2023
409085123 | 163SE |  | Connector, Tunable / CPR137G (bottom & top) (163SE) |  |  | 518.36 | 48.5% | 266.9554
900358177 | 24312A |  | Hoisting Grip (24312A) - Lace-up (1-5/8" coax,EW44,EW52,EW63) |  |  | 97 | 48.5% | 49.955
409084381 | 204673-1 |  | Wall/Roof Feed Thru, 4" (204673-1) - 1 per boot |  |  | 86.42 | 48.5% | 44.5063
1AF13516AAAA | 31769-1 |  | Hardware Kit- 3/8" x 1" for Hangers (31769-1) (10 pack) |  |  | 24.3 | 48.5% | 12.5145
409072790 | F137CCD2 |  | 2' Twistflex (F137CCD2) - CPR137G/CPR137G |  |  | 1250 | 48.5% | 643.75
409073244 | WGB4-52 |  | 4" Boot (WGB4-52) - for EW52 |  |  | 160.2 | 48.5% | 82.503
408948867 | 220497 |  | Grounding kit (220497) (5/8", 7/8" coax, EW85,90,127,132), 60", Field attch lug |  |  | 109.73 | 48.5% | 56.511
408944288 | 42396A-5 |  | Hanger Kit for EW90 / EW85 (42396A-5) (10 pack) |  |  | 67.13 | 48.5% | 34.572
409085388 | 39099-90 |  | Waveguide Termination Load (39099-90) - CPR90G |  |  | 186.58 | 48.5% | 96.0887
409073269 | WGB4-90 (replaces 204679-90) |  | 4" Boot (WGB4-90) - for EW90 |  |  | 160.2 | 48.5% | 82.503
409072873 | 6600D-6 |  | Gas Distribution Manifold, 6 Port (6600D-6) |  |  | 1119 | 48.5% | 576.285
409072832 | F137CCS5 |  | WR137 FLEX TWIST,1200 MM,CPR137G/CPR137G |  |  | 1363 | 48.5% | 701.945
409073251 |  |  | 4" Boot (WGB4-63) - for EW63 |  |  | 143.77 | 48.5% | 74.0416
1AF32122AAAA |  |  | Optional Strut Kit - USX8/HX8 & USX10 7819854 |  |  | 1277.5 | 48.5% | 657.9125
1AF15842AAAA |  |  | CPR137G & PDR70 Termination Load (VHLP) (112614-70) |  |  | 685 | 48.5% | 352.775
1AF25570AAAA |  |  | SREW63-K Cushion Hanger kit (5) 1 hole |  |  | 199.75 | 48.5% | 102.8713
1AF25570ABAA |  |  | SREW632-K Cushion Hanger kit (5) 2 hole |  |  | 157.65 | 48.5% | 81.1898
409019122 |  |  | CA COAX-LDF4-50A 0.5IN 50OHM BC SOLID C Per Meter |  |  | 14.45 | 48.5% | 7.4417
409054814 |  |  | CONN COAX-L4TNM-PS 50OHM N PLUG MALE ST* |  |  | 49.8 | 48.5% | 25.647
END of COMMSCOPE ANTENNA SYSTEMS Price Catalog

## MW Enginering Services
Service Master Rev 11 5-9-2019
Microwave Engineering Services
Nokia Microwave Engineering Services
Part No | Group Item | Description | Metric | HGACBuy MSRP | HGACBuy Discount % | HGACBuy Unit Price
Line of Sight - Path Survey (15- 38 GHz)
SVC-KWIE-ENG-TSE1 |  | LOS Path Survey (single hop system) | Single hop system | 6882.5 | 60% | 2753
SVC-KWIE-ENG-TSE2 |  | LOS Path Survey (1st hop for a connected multi–hop system) | 1st hop for a connected multi–hop system | 6882.5 | 60% | 2753
SVC-KWIE-ENG-TSE3 |  | LOS Path Survey (2nd hop+ for a connected multi–hop system) | 2nd hop+ for a connected multi–hop system | 5507 | 60% | 2202.8
SVC-KWIE-ENG-TSE4 |  | LOS Path Survey (Each single path in a multi-hop system, not connected) | Each single path in a multi-hop system, not connected | 6882.5 | 60% | 2753
SVC-KWIE-ENG-TSE5 |  | Path Survey Air Fare (per survey)(1 Surveyor with equipment shipment) | Per man with equipment shipment | 10000 | 60% | 4000
SVC-KWIE-ENG-TSE6 |  | Additional Survey Reports (on CD ROM) | Each | 125 | 60% | 50
SVC-KWIE-ENG-TSE7 |  | Additional Survey Reports (printed copies) | Each | 250 | 60% | 100
SVC-KWIE-ENG-TSE8 |  | Path Survey (Per Man Day) | Path Survey (Per Man Day) | 3575 | 60% | 1430
Path Survey ( < 11 GHz)
SVC-KWIE-ENG-TSE9 |  | Path Survey (single hop system) | Single hop system | 9832.5 | 60% | 3933
SVC-KWIE-ENG-TSE10 |  | Path Survey (1st hop for a connected multi–hop system) | 1st hop for a connected multi–hop system | 9832.5 | 60% | 3933
SVC-KWIE-ENG-TSE11 |  | Path Survey (2nd hop+ for a connected multi–hop system) | 2nd hop+ for a connected multi–hop system | 7865 | 60% | 3146
SVC-KWIE-ENG-TSE12 |  | Path Survey (Each single path in a multi-hop system, not connected) | Each single path in a multi-hop system, not connected | 9832.5 | 60% | 3933
SVC-KWIE-ENG-TSE13 |  | Path Survey Air Fare (per survey)(1 Surveyor with equipment shipment) | Per man with equipment shipment | 10000 | 60% | 4000
SVC-KWIE-ENG-TSE14 |  | Additional Survey Reports (on CD ROM) | Each | 125 | 60% | 50
SVC-KWIE-ENG-TSE15 |  | Additional Survey Reports (printed copies) | Each | 250 | 60% | 100
SVC-KWIE-ENG-TSE8 |  | Path Survey (Per Man Day) | Path Survey (Per Man Day) | 3575 | 60% | 1430
Path Design
SVC-KWIE-ENG-TSE16 |  | System Map (1–10 paths) | Each | 250 | 60% | 100
SVC-KWIE-ENG-TSE17 |  | System Map (10+ paths) | Each | 500 | 60% | 200
SVC-KWIE-ENG-TSE18 |  | Path Design (per path) | Per path | 375 | 60% | 150
SVC-KWIE-ENG-TSE19 |  | Path Performance Calculations (per path) | Per path | 375 | 60% | 150
Frequency Selection/Coordination
SVC-KWIE-ENG-TSE20 |  | Frequency Selection (all bands except 80 GHz / per freq pair) | Per path | 2125 | 60% | 850
SVC-KWIE-ENG-TSE22 |  | Normal 30–day Prior Coordination (per system) | Per system | 775 | 60% | 310
SVC-KWIE-ENG-TSE23 |  | Expedited Prior Coordination (1st path) | 1st path | 2292.5 | 60% | 917
SVC-KWIE-ENG-TSE24 |  | Expedited Prior Coordination (2nd path) | 2nd path+ | 475 | 60% | 190
SVC-KWIE-ENG-TSE25 |  | Major Change Analysis (per path) | Per path | 1357.5 | 60% | 543
SVC-KWIE-ENG-TSE26 |  | Minor Change Analysis (per path) | Per path | 800 | 60% | 320
SVC-KWIE-ENG-TSE27 |  | Prior Coordination Renewal within 6 months of PCN date (1st path) | 1st path | 750 | 60% | 300
SVC-KWIE-ENG-TSE28 |  | Prior Coordination Renewal within 6 months of PCN 2nd path+ (per path) | 2nd path+ | 187.5 | 60% | 75
FCC License Application
SVC-KWIE-ENG-TSE29 |  | FCC License Application Prep (New/Mod) (per site / Form 601) (Note 1) | Per path (New/Mod) (per site / Form 601) (2 sites per path) | 1162.5 | 60% | 465
SVC-KWIE-ENG-TSE31 |  | Waiver Preparation (Note 1) | Waiver Preparation (Note 1) Each | 537.5 | 60% | 215
SVC-KWIE-ENG-TSE43 |  | FCC License Fees (Note 1.5)(new site)(per site) | Per New Site | 3175 | 60% | 1270
SVC-KWIE-ENG-TSE44 |  | FCC License Fees (Note 1.5)(modification to existing license)(per site) | Per Site | 1075 | 60% | 430
SVC-KWIE-ENG-TSE45 |  | FCC Application - Waiver Application (Note 1.5)(per site) | Per Site | 662.5 | 60% | 265
SVC-KWIE-ENG-TSE37 |  | 80 GHz Nationwide Licensing (US applications only) (One Time Charge) | One Time Charge | 1072.5 | 60% | 429
SVC-KWIE-ENG-TSE38 |  | 80 GHz Link Registration (US applications only)(Per Path) Each link registration after initial | Per Path | 715 | 60% | 286
SVC-KWIE-ENG-TSE54 |  | 80 GHz Registration (US Applications only) (Per Path) (Not required if licensee is fee-exempt, e.g governmental entities) | Per Path | 1600 | 60% | 640
FCC Regulatory Services
SVC-KWIE-ENG-TSE46 |  | AM Broadcast Tower Proximity Check | Each | 125 | 60% | 50
SVC-KWIE-ENG-TSE47 |  | FAA Non-Hazard FAA Determination filing | Each | 1500 | 60% | 600
SVC-KWIE-ENG-TSE48 |  | FCC ASR Filing | Each | 750 | 60% | 300
SVC-KWIE-ENG-TSE30 |  | STA Form Preparation (Note 1.5) | Each | 712.5 | 60% | 285
SVC-KWIE-ENG-TSE49 |  | FCC STA Filing Fees - Part 101 (Note 1.5) (private only) | Each | 250 | 60% | 100
SVC-KWIE-ENG-TSE50 |  | FCC STA Filing Fees - Part 101 (Note 1.5) (Common Carrier i.e. Wireless) | Each | 465 | 60% | 186
SVC-KWIE-ENG-TSE51 |  | FCC STA Filing Fees - Part 74 | Each | 625 | 60% | 250
SVC-KWIE-ENG-TSE52 |  | License Extension (per Call Sign) | per Call Sign | 537.5 | 60% | 215
SVC-KWIE-ENG-TSE53 |  | FCC Filing Fee for License Extension Waiver (Private only) | Each | 787.5 | 60% | 315
Transmission Engineering
SVC-KWIE-ENG-TSE32 |  | Senior Transmission Systems Engineer (per Hour) | Per Man Hour | 625 | 60% | 250
SVC-KWIE-ENG-TSE33 |  | Transmission Systems Engineer (per Hour) | Per Man Hour | 500 | 60% | 200
Network Engineering
SVC-KWIE-ENG-TSE34 |  | Senior Network Engineer (per hour) | Per Man Hour | 625 | 60% | 250
SVC-KWIE-ENG-TSE35 |  | Network Engineer (per hour) | Per Man Hour | 437.5 | 60% | 175
SVC-KWIE-ENG-TSE36 |  | Network Engineering Drawings (per hour) | Per Man Hour | 250 | 60% | 100
SVC-KWIE-ENG-NE1 |  | Application and Network Engineer (per site) | Per Man Hour | 2000 | 60% | 800
SVC-QHIE-INST-PO1 |  | Application and configuration release (per site) | Per Man Hour | 750 | 60% | 300
3EM24226AF |  | Customer Witness Test & Integration Certificate (Per Test Element) Factory Integration / Staging Customer Witness Test | Per Test Element | 1250 | 60% | 500
MW Product Freight
SVC-YGRL-RF1 |  | MW Product Freight per radio rack | Per unit | 1000 | 60% | 400
SVC-YGRL-AS1 |  | MW Product Freight per small antenna | Per unit | 750 | 60% | 300
SVC-YGRL-AS2 |  | MW Product Freight per medium antenna | Per unit | 1250 | 60% | 500
SVC-YGRL-AS3 |  | MW Product Freight per large antenna (or HI and AK) | Per unit | 2000 | 60% | 800
SVC-YGRL-AS4 |  | MW Product Freight per Ice Shield | Per unit | 875 | 60% | 350
Notes:
1 Does not include FCC fees, if any
1.5 No fees for State and Local Government including education
2 Pricing does not apply to states with prevailing wages statutes and can be quoted upon request
3 SVC-KWIE-ENG, SVC-YGRL requires the description to be included with all orders
4 A Man Day is considered to be 8 hours.
End of Nokia Microwave Engineering Services

## IPR Catalog
CODE / PN | PRODUCT / DESCRIPTION | MPL (GLP) $USD | DISCOUNT | UNIT PRICE
3HE00014AA | 7x50 ESS-6v/12 SR-12 Fan Filter | 100 | 35% | 65
3HE00027CA | 1-port 1000BASE-SX Small Form-Factor Pluggable (SFP) Optics Module, Multimode Fiber (MMF), 550 meters, 850 nm, LC Connector, Digital Diagnostic Monitor (DDM), RoHS 6/6 compliant, Extended Temperature -40/85C | 345 | 35% | 224.25
3HE00028CA | 1-port 1000BASE-LX Small Form-Factor Pluggable (SFP) Optics Module, Single Mode Fiber (SMF), 10 km, 1310 nm, LC Connector, Digital Diagnostic Monitor (DDM), RoHS 6/6 compliant, Extended Temperature -40/85C | 995 | 35% | 646.75
3HE00029CA | 1-port 1000BASE-ZX Small Form-Factor Pluggable (SFP) Optics Module, Single Mode Fiber (SMF), 70km, 1550 nm, LC Connector, Digital Diagnostic Monitor (DDM), RoHS 6/6 compliant, Extended Temperature -40/85C | 4995 | 35% | 3246.75
3HE00034CA | 1-port OC-3/STM-1 SONET/SDH Optics Module, Multimode Fiber (MMF), 2km, 1310 nm, LC Connector, Digital Diagnostic Monitor (DDM), RoHS 6/6 compliant, Extended Temperature -40/85C | 1200 | 35% | 780
3HE00035CA | 1-port OC-3/STM-1 SONET/SDH Optics Module, IR-1 / I-1, Single Mode Fiber (SMF), 15-21km, 1310 nm, LC Connector, Digital Diagnostic Monitor (DDM), RoHS 6/6 compliant, Extended Temperature -40/85C | 1200 | 35% | 780
3HE00036CA | 1-port OC-3/STM-1 SONET/SDH Optics Module, LR-1 / L-1.1, Single Mode Fiber (SMF), 40-50km, 1310 nm, LC Connector, Digital Diagnostic Monitor (DDM), RoHS 6/6 compliant, Extended Temperature -40/85C | 1600 | 35% | 1040
3HE00107WA | 7750 SR-1/7/12/12e Release 16.0 Operating Software License. Notes: One (1) Operating Software License is required for each SR-1/7/12/12e in the network. Includes two (2) programmed 4GB Compact Flash cards with the Operating Software. | 10000 | 35% | 6500
3HE00190AA | 7x50 SR-7/ESS-7 Fan Filter | 90 | 35% | 58.5
3HE00192AA | 7750 SR-12 slot Cable Management Accessory. | 950 | 35% | 617.5
3HE00241WA | 7450 ESS-7/12 Release 16.0 Operating Software License. Notes: One (1) Operating Software License is required for each 7450 ESS-7/12 in the network. Includes two (2) programmed 4GB Compact Flash cards with the Operating Software. | 5000 | 35% | 3250
3HE00271AA | AC Power Cable NEMA 5-15P to IEC 60320 C13 10A/110V 1.8 meter- United States / Canada / South America | 75 | 35% | 48.75
3HE00271AB | AC Power Cable NEMA 6-15P to IEC 60320 C13 10A/220V, 1.8 meter - United States / Canada / South America | 75 | 35% | 48.75
3HE00271AC | AC Power Cable CEE 7/7 to IEC 60320 C13 10A/220V 2.8 meter - Continental Europe | 75 | 35% | 48.75
3HE00271AD | AC Power Cable BS 1363 to IEC 60320 C13 10A/220V, 2.8 meter- United Kingdom / Hong Kong /Singapore | 75 | 35% | 48.75
3HE00271AE | AC Power Cable Blunt cut to IEC 60320 C13, 2.4 meter, 10A/220V,USA / Canada / South America | 75 | 35% | 48.75
3HE00271AF | AC Power Cable NEMA 5-15P to IEC 60320 C19 15A/110V 2.8 meter - United States / Canada / South America | 75 | 35% | 48.75
3HE00271AG | AC Power Cord NEMA 5-15P to IEC 60320 C13 13A/110V 2.5 meter- United States / Canada / South America | 75 | 35% | 48.75
3HE00271AH | AC Power Cable blunt cut with IEC 60320 locking C19 20A/250V, 4.5 meter - USA | 700 | 35% | 455
3HE00271AJ | AC Power Cable blunt cut with IEC 60320 locking C19 16A/250V, 4.5 meter - Europe | 500 | 35% | 325
3HE00271BA | AC Power Cable NEMA 5-15P to IEC 60320 C15 15A/110V 1.8 meter- United States / Canada / South America | 75 | 35% | 48.75
3HE00271BB | AC Power Cable NEMA 6-15P to IEC 60320 C15 15A/220V, 1.8 meter - United States / Canada / South America | 75 | 35% | 48.75
3HE00271BC | AC Power Cable CEE 7/7 to IEC 60320 C15 10A/220V 2.8 meter - Continental Europe | 75 | 35% | 48.75
3HE00271BD | AC Power Cable BS 1363 to IEC 60320 C15 10A/220V, 2.8 meter- United Kingdom / Hong Kong /Singapore | 75 | 35% | 48.75
3HE00271BE | AC Power Cable Blunt cut to IEC 60320 C15, 2.4 meter, 10A/220V International | 75 | 35% | 48.75
3HE00514AA | AC Power Cable IEC 320 C-14 to Blunt cut 15A/220V. | 75 | 35% | 48.75
3HE00564CA | 1-port 10GBASE-LW/LR Small Form-Factor Pluggable (XFP) Optics Module, Single Mode Fiber (SMF), 10km, 1310 nm, LC Connector, Digital Diagnostic Monitor (DDM), RoHS 6/6 compliant | 3995 | 35% | 2596.75
3HE00566CA | 1-port 10GBASE-SW/SR Small Form-Factor Pluggable (XFP) Optics Module, 850 nm, 26 to 300 meters, LC Connector, RoHS 6/6 compliant | 2995 | 35% | 1946.75
3HE00867CA | 1-port 1000BASE-EX Small Form-Factor Pluggable (SFP) Optics Module, Single Mode Fiber (SMF), 40km, 1310nm, LC Connector, Digital Diagnostic Monitor (DDM), RoHS 6/6 compliant, Extended Temperature -40/85C | 1995 | 35% | 1296.75
3HE00868CA | 1-port 1000BASE-BX10-U (Up-Stream) Bi-Directional (BiDi) Small Form-Factor Pluggable (SFP) Optics Module, Single Mode Fiber (SMF), 10km, TX:1310 nm, RX: 1490 nm, LC Connector, Digital Diagnostic Monitor (DDM), RoHS 6/6 compliant, Extended Temperature -40/85C | 1400 | 35% | 910
3HE00868CB | 1-port 1000BASE-BX10-D (Down-Stream) Bi-Directional (BiDi) Small Form-Factor Pluggable (SFP) Optics Module, Single Mode Fiber (SMF), 10km, TX: 1490 nm, RX: 1310 nm, LC Connector, Digital Diagnostic Monitor (DDM), RoHS 6/6 Compliant, Extended Temperature -40/85C | 1400 | 35% | 910
3HE01049AA | Cable 7x50 CONSOLE CABLE, NULL MODEM, 6', CROSSOVER PIN-OUT, DB9F-DB9F | 50 | 35% | 32.5
3HE01051AA | 7750 SR MDA slot blank cover | 100 | 35% | 65
3HE01389CA | 1-port 1000BASE-EZX Small Form-Factor Pluggable (SFP) Optics Module, Single Mode Fiber (SMF), 120km, 1550nm, LC Connector, Digital Diagnostic Monitor (DDM), RoHS 6/6 compliant, Extended Temperature -40/85C | 7500 | 35% | 4875
3HE01619AA | SR/ESS/SAS/SAR 2 GB Compact Flash - Spare (Blank) | 950 | 35% | 617.5
3HE01672AA | 7750 SR-7 19-inch Rack Mount Brackets, 1 pair - spare | 125 | 35% | 81.25
3HE01673AA | 7750 SR-12 19-inch Rack Mount Brackets , 1 pair - spare | 175 | 35% | 113.75
3HE01807AC | Contracted Annual Software Subscription Plan (SSP) for 7x50, 7710 and 7210. Entitles customer to unlimited nodal OS software upgrade licenses for one year. Annual contracts must be purchased against the total installed base for a given customer network or channel, for a particular product family (i.e. all 7450 ESS1 elements). Contact local B&P team or IPD BD for more information. Customer must complete Export Control Doc. prior to release of any S/W. Part number for use on all orders outside of NAR. | Contact RBC's | 35% | Custom
3HE01881AA | 7750 SR-7, 7450 ESS-6/7 Ground and Power Lug Kit for Qty=5 shelves, spare, includes: (5) #6 AWG Ground Lugs (10) Ground Screws (20) #6 AWG DC Power Lugs | 125 | 35% | 81.25
3HE01882BA | 7750 SR-12/7450 ESS-12 Ground and Power Lug Kit for PEM-3 Qty=5 shelves, spare, includes: (40) #4 Lugs for Power (40) #2 Lugs for Power (10) #2 Lugs for Ground | 125 | 35% | 81.25
3HE02772AA | The Auxiliary Alarm Card provides additional alarm support for high density digital inputs and outputs, as well as 2 analog inputs. Access to all the signal pins is via the AMP 68 pin connector. The 16 AWG open-ended cables of 15 and 30 meters length (3HE03398AB/3HE03399AB), as well as the SCSI to AMP 64 pin cable (3HE02783AA), can be used in conjunction with this card. This card is supported in both -48 VDC and +24 VDC systems. | 6000 | 35% | 3900
3HE02772BA | Conformal Coated Variant of Auxiliary Alarm. The Card provides additional alarm support for high density digital inputs and outputs, as well as 2 analog inputs. Access to all the signal pins is via the AMP 68 pin connector. The 16 AWG open-ended cables of 15 and 30 meters length (3HE03398AB/3HE03399AB), as well as the SCSI to AMP 64 pin cable (3HE02783AA), can be used in conjunction with this card. This card is supported in both -48 VDC and +24 VDC systems. | 6750 | 35% | 4387.5
3HE02774AB | SAR Control and Switch Module Version 2. One (1) required per SAR-8 shelf or up to two (2) per SAR-8 Shelf for CPU and fabric redundancy. -48/+24VDC | 3500 | 35% | 2275
3HE02774CB | Conformal Coated Variant of SAR Control and Switch Module Version 2. One (1) required per SAR-8 shelf or up to two (2) per SAR-8 Shelf for CPU and fabric redundancy. -48/+24VDC | 4050 | 35% | 2632.5
3HE02775AB | 16-port Channelized/Unchannelized T1/E1 Any Service Any Port (ASAP) Card V2, supports channelization down to DS0 and ATM/PPP/TDM encapsulations. Each port can be independently configured for the different services and can be used for access or network ports.This card is supported in both -48 VDC and +24 VDC systems. | 4200 | 35% | 2730
3HE02775CB | Conformal Coated Variant of 16-port Channelized/Unchannelized T1/E1 Any Service Any Port (ASAP) Card V2, supports channelization down to DS0 and ATM/PPP/TDM encapsulations. Each port can be independently configured for the different services and can be used for access or network ports.This card is supported in both -48 VDC and +24 VDC systems. | 4750 | 35% | 3087.5
3HE02780AA | Terminates 6 analog FXS subscriber interfaces from local telephone set. RJ45 connector access (2 ports/connector). On-premise applications only. -48/+24VDC | 5000 | 35% | 3250
3HE02780BA | Conformal Coated FXS line card.Terminates 6 analog FXS subscriber interfaces from local telephone set. RJ45 connector access (2 ports/connector). On-premise applications only. -48/+24VDC | 5600 | 35% | 3640
3HE02781AA | 32-port Channelized/Unchannelized T1/E1 Any Service Any Port (ASAP) Card, supports channelization down to DS0 and ATM/PPP/TDM encapsulations. Each port can be independently configured for the different services and can be used for access or network ports.This card is supported in both -48 VDC and +24 VDC systems. | 7000 | 35% | 4550
3HE02782AA | Packet Microwave Card has two 10/100/1000 RJ45 ports and six GigE SFP ports. The two RJ45 ports and the first two SFP ports can be connected to MPR-e radio with microwave awareness capabilities. Each port can be used for access or network ports. SFPs sold separately. This card is supported in both -48 VDC and +24 VDC systems. | 6200 | 35% | 4030
3HE02782BA | Conformal Coated Variant of Packet Microwave Card has two 10/100/1000 RJ45 ports and six GigE SFP ports. The two RJ45 ports and the first two SFP ports can be connected to MPR-e radio with microwave awareness capabilities. Each port can be used for access or network ports. SFPs sold separately. This card is supported in both -48 VDC and +24 VDC systems. | 7000 | 35% | 4550
3HE02783AA | Provides access to all the inputs and outputs for the Aux Alarm card. AMP 68 pin (SCSI-2) connector attaches to the module and AMP 64 pin connector can be directly attached to other telecom equipment or breakout unit. 3 meters in length. | 700 | 35% | 455
3HE02784MA | SAR Release 9.0 OS License. One (1) OS Upgrade is required for each SAR-8, SAR-M, SAR-A, SAR-W, SAR-Wx, SAR-H, SAR-Hc, SAR-X, SAR-Ax in the network. See the optional RTUs available for additional advanced features. This SW RTU license is intangible. Nothing physical is shipped. If a paper copy is required, a certificate document may be printed by following the process outlined in document code “SWSC-DEL-L4-10” found at http://libra.app.alcatel-lucent.com/. | 850 | 35% | 552.5
3HE02784NA | SAR Release 20.x OS License. One (1) OS Upgrade is required for each SAR-8, SAR-M, SAR-A, SAR-W, SAR-Wx, SAR-H, SAR-Hc, SAR-X, SAR-Ax in the network. See the optional RTUs available for additional advanced features. This SW RTU license is intangible. Nothing physical is shipped. If a paper copy is required, a certificate document may be printed by following the process outlined in document code “SWSC-DEL-L4-10” found at http://libra.app.alcatel-lucent.com/. | 850 | 35% | 552.5
3HE02785MA | SAR Release 9.0 OS Upgrade for the basic suite of functionality. One (1) OS Upgrade is required for each SAR-8, SAR-M, SAR-A, SAR-W, SAR-Wx, SAR-H, SAR-Hc, SAR-X, SAR-Ax in the network. See the optional RTUs available for additional advanced features. This SW RTU license is intangible. Nothing physical is shipped. If a paper copy is required, a certificate document may be printed by following the process outlined in document code “SWSC-DEL-L4-10” found at http://libra.app.alcatel-lucent.com/ | 750 | 35% | 487.5
3HE02785NA | SAR Release 20.x OS Upgrade for the basic suite of functionality. One (1) OS Upgrade is required for each SAR-8, SAR-M, SAR-A, SAR-W, SAR-Wx, SAR-H, SAR-Hc, SAR-X, SAR-Ax in the network. See the optional RTUs available for additional advanced features. This SW RTU license is intangible. Nothing physical is shipped. If a paper copy is required, a certificate document may be printed by following the process outlined in document code “SWSC-DEL-L4-10” found at http://libra.app.alcatel-lucent.com/ | 750 | 35% | 487.5
3HE02786BA | Valere AC Split Power Shelf, one (1) required for AC operation of Nokia SR-7, ESS-7/6/6v chassis. Shelf is electrically split with two (2) power outputs for 1+1 redundancy. Accepts of up to four (4)SR/ESS 2500W AC Power Supplies and/or SR/ESS AC Split Power Shelf Blanks (all sold separately). Includes four (4) power lugs for the supply cables from the Power Shelf. SR-7, ESS-7/6/6v Status Cable recommended (sold separately). | 2500 | 35% | 1625
3HE02787AA | Valere 2500 Watt AC Power Supply for the Valere AC Split Power Shelf. For 1 + 1 redundancy for the SR-12/ESS-12, four (4) supplies required. For 1+ 1 Redundancy on the ESS-6: two (2) supplies required and two SR/ESS AC Split Power Shelf Blanks (recommended) (sold separately). One (1) SR/ESS 2500W AC Power Supply Cord required for each Power Supply (sold separately). | 2000 | 35% | 1300
3HE02944AA | SR/ESS AC Split Power Shelf Slot Blanks, one (1) blank recommended for each unoccupied power supply position in the SR/ESS AC Split Power Shelf | 150 | 35% | 97.5
3HE02946AA | AC Power Cable IEC 60320-C19 to Blunt cut 2.4 meter 220V for SR/ESS 2500 Watt AC Power Supply for the SR/ESS AC Split Power Shelf, Blunt Cut - United States / Canada / South America, one (1) cord required per 2500 AC Power Supply, appropriate wall end connector needs to be installed | 75 | 35% | 48.75
3HE02947AA | Cable SR/ESS AC Split Power Shelf SR-12/ESS-12 Status Cable, one (1) cable recommended to connect the SR-12/ESS-12 chassis to the SR/ESS AC Split Power Shelf | 125 | 35% | 81.25
3HE03054AA | Replacement blanking plates for the SAR-8 slots and the smaller SAR-18 adapter card slots. To be installed in empty slots for air flow and EMI. Package of 6. | 400 | 35% | 260
3HE03065BA | Valere External AC Rectifier Bundle, includes: (1) 3HE02786BA Redundant AC power for SR-7, ESS-7 with AC split shelf, (4) 3HE02787AA AC power supplies, (1) 3HE04519AA status cable, (4) 3HE02946AA DC lugs and blunt-cut AC International power cords, User must supply DC power cables, chassis lugs and AC wall connectors. | 10500 | 35% | 6825
3HE03125AA | 4-port OC3/STM1 Clear Channel Card, supporting ATM services and POS network links. Includes 4 SFP cages for interfaces. Each port can be used for access or network ports. SFPs sold separately. -48VDC | 18000 | 35% | 11700
3HE03125BA | Conformal Coated Variant of 4-port OC3/STM1 Clear Channel Card, supporting ATM services and POS network links. Includes 4 SFP cages for interfaces. Each port can be used for access or network ports. SFPs sold separately. -48VDC | 20200 | 35% | 13130
3HE03126AA | 6 port E&M analog voice interface card configurable for 2 or 4 wire operation. Supports Type I, II and V signaling and A-law and μ-Law encoding. 600ohm interface with programmable TLP ranges. -48VDC | 4200 | 35% | 2730
3HE03126BA | Conformal Coated Variant of 6 port E&M analog voice interface card configurable for 2 or 4 wire operation. Supports Type I, II and V signaling and A-law and μ-Law encoding. 600ohm interface with programmable TLP ranges. -48VDC | 4750 | 35% | 3087.5
3HE03127AA | 2-port OC3/STM1 Card, with channelization down to DS0 and ATM/PPP/TDM encapsulations. Each port can be independently configured for the different services and access/network. SFPs sold separately. | 21000 | 35% | 13650
3HE03127BA | Conformal Coated Variant of 2-port OC3/STM1 Card, with channelization down to DS0 and ATM/PPP/TDM encapsulations. Each port can be independently configured for the different services and access/network. SFPs sold separately. | 23550 | 35% | 15307.5
3HE03391AC | 12 port Serial Data Interface - Version 3 (SDIv3) card. Supports RS232, RS530, X.21 and V.35 protocols. This card provides a SCSI-68 connector per 2 ports. Supports DTE/DCE port configs utilizing generic cables 3HE12409AA/3HE12410AA applicable to all available port distribution panels (3HE12442AA, 3HE12443AA, 3HE12444AA, 3HE12445AA). | 9300 | 35% | 6045
3HE03391BC | Conformal Coated Variant of 12 port Serial Data Interface - Version 3 (SDIv3) card. Supports RS232, RS530, X.21 and V.35 protocols. This card provides a SCSI-68 connector per 2 ports. Supports DTE/DCE port configs utilizing generic cables 3HE12409AA/3HE12410AA applicable to all available port distribution panels (3HE12442AA, 3HE12443AA, 3HE12444AA, 3HE12445AA). | 10800 | 35% | 7020
3HE03397BB | This cable connects a 16 port T1/E1 ASAP connector to a breakout panel. SCSI connector at both ends in cross-over configuration. 1.6 meter in length. | 200 | 35% | 130
3HE03399AB | Provides access to 16 ports of a T1/E1 ASAP card; the 32 port T1/E1 ASAP card requires 2 cables. AMP 68 pin connector attaches to the module and the open end (26 AWG) can be directly attached to other telecom equipment or a punch-down/terminal block. 30 meters in length. | 1500 | 35% | 975
3HE03401AA | Mini coax Y-cable to connect a single synchronization reference to the input ports of the two 7705 CSMs. | 150 | 35% | 97.5
3HE03661AA | 7750 SR-7 DC 100 AMP PEM-3 for Slot 2. 7750 SR-7 DC 100 AMP PEM-3 provides 1+1 redundant DC power. Note: Requires the 3HE04498AA - 7750 SR-7 DC 100Amp Power Filter to be installed in the front of the SR-7 | 1500 | 35% | 975
3HE03662AA | 7750 SR-7 DC 100 AMP PEM-3 for Slot 1. 7750 SR-7 DC 100 AMP PEM-3 provides 1+1 redundant DC power. Note: Requires the 3HE04498AA - 7750 SR-7 DC 100Amp Power Filter to be installed in the front of the SR-7 | 1500 | 35% | 975
3HE03663AA | 7750 SR, 12-slot Shelf 175 AMP DC Power Entry Module-3 for the 7750 SR-12 DC Shelf. | 4000 | 35% | 2600
3HE03664AA | 7450 ESS-7 DC 100 AMP PEM-3 for Slot 2. 7450 ESS-7 DC 100 AMP PEM-3 provides 1+1 redundant DC power. Note: Requires the 3HE04500AA - 7450 ESS-7 DC 100Amp Power Filter to be installed in the front of the 7450 ESS-7. | 1500 | 35% | 975
3HE03665AA | 7450 ESS-7 DC 100 AMP PEM-3 for Slot 1. 7450 ESS-7 DC 100 AMP PEM-3 provides 1+1 redundant DC power. Note: Requires the 3HE04500AA - 7450 ESS-7 DC 100Amp Power Filter to be installed in the front of the 7450 ESS-7. | 1500 | 35% | 975
3HE03666AA | 7450 ESS-12, 12-slot Shelf 175 AMP DC Power Entry Module-3 for the 7450 ESS-12 DC Shelf. | 4000 | 35% | 2600
3HE04147AA | ACC - 7750 SR Impedance Panel Qty 1 | 150 | 35% | 97.5
3HE04148AA | ACC - 7750 SR Impedance Panel Qty 5 | 750 | 35% | 487.5
3HE04172AA | Valere AC Un-Split power shelf for the Nokia ESS/SR-12; The Valere AC un-split power shelf accepts up to four (4) ESS/SR 2500 Watt AC Power supplies. (Requires 2 Valere AC un-split power shelves for AC redundancy for the Nokia ESS/SR-12 with PEM-3) Includes: One (1) 3HE04172AA - ESS/SR-12 Valere AC un-Split Power Shelf (includes four (4) power lugs) Power Cables, Status Cable and Power Supplies are sold separately. | 2500 | 35% | 1625
3HE04173AA | Valere AC Un-Split Power Shelf for the ESS/SR-12 Status Cable, two (2) cable recommended to connect the ESS/SR-12 chassis to the SR/ESS AC Un-Split Power Shelf. | 125 | 35% | 81.25
3HE04174AA | Valere AC Power Bundle for the ESS/SR-12 for 175 Amp PEM-3 The AC power shelf converts AC power from an external AC power source into DC power that is suitable for the ESS/SR-12 Chassis. On systems using the PEM-3, a 1:1 power shelf to PEM-3 ratio exists with a maximum of two shelves and two PEM-3s per chassis; Bundle includes the following; (2) 3HE04172AA - ESS/SR-12 Valere AC Un-Split Shelves (8) 3HE02787AA - ESS/SR Valere 2.5KW Power Supplies (2) 3HE04173AA - ESS/SR-12 AC Rectifer Status Cable (8) 3HE02946AA - ESS/SR 2500W Valere International Power Cords Blunt Cut | 21850 | 35% | 14202.5
3HE04324AA | 1-port 1000BASE-BX-U Bi-Directional (BiDi) Small Form-Factor Pluggable (SFP) Optics Module, TX: 1310 nm, RX: 1490nm, 40km, LC Connector | 2600 | 35% | 1690
3HE04324AB | 1-port 1000BASE-BX-D Bi-Directional (BiDi) Small Form-Factor Pluggable (SFP) Optics Module, TX: 1490nm, RX: 1310nm, 40km, LC Connector | 2600 | 35% | 1690
3HE04414AB | PS - 7210 SAS M/Mxp/T AC PS (NON-ETR) 200W | 399 | 35% | 259.35
3HE04415AB | PS - 7210 SAS M/Mxp/T DC -48V PS (NON-ETR) 200W | 480 | 35% | 312
3HE04416AA | FAN - 7210 SAS M/Mxp/T Fan Tray (ETR & Non ETR) (Spare) | 140 | 35% | 91
3HE04498AA | 7750 SR-7 100 AMP Power Filter is required for the 7750 SR-7 100Amp PEM-3 for Slot 1 and Slot 2 (installs in the front of the 7750 SR-7 Chassis) | 1500 | 35% | 975
3HE04500AA | 7450 ESS-7 100 AMP Power Filter is required for the 7450 ESS-7 100Amp PEM-3 for Slot 1 and Slot 2 (installs in the front of the 7450 ESS-7 Chassis) | 1500 | 35% | 975
3HE04509AD | Connects Serial Data Interface card to external equipment. Mini-SCSI connector attaches to the SDI card and the open end can be directly attached to other telecom equipment. Supports 6 data ports. 10 meters in length. Each Serial Data Interface Card can support two cable assemblies. Uses 30 AWG wire and may not be compatible with some connector panels. | 1500 | 35% | 975
3HE04517AA | Bundle for the 7450 ESS-7 Slot Chassis for Slot 1 PEM-3's, bundle includes the following; 7450 ESS-7 DC PEM-3 Slot 1 and 100 AMP DC Filter Bundle: Includes: (1) 3HE03665AA - 7450 ESS-7 100 AMP DC Power Entry Module-3 Slot 1 with (1) 3HE04500AA PWR FLT - 7450 ESS-7 100 AMP PWR FILTER Note: The 3HE04500AA - PWR FLT - 7450 ESS-7 100 AMP PWR FILTER (installed in the front of the chassis) is required for the 3HE03665AA - PEM - 7450 ESS-7 100A DC PEM-3 SLOT 1. | 3000 | 35% | 1950
3HE04518AA | Bundle for the 7450 ESS-7 Slot Chassis for Slot 2 PEM-3's: 7450 ESS-7 DC PEM-3 Slot 2 and 100 AMP DC Filter Bundle: Includes: (1) 3HE03664AA - 7450 ESS-7 100 AMP DC Power Entry Module-3 Slot 2 with (1) 3HE04500AA PWR FLT - 7450 ESS-7 100 AMP PWR FILTER Note: The 3HE04500AA - PWR FLT - 7450 ESS-7 100 AMP PWR FILTER (installed in the front of the chassis) is required for the 3HE03664AA - PEM - 7450 ESS-7 100A DC PEM-3 SLOT 2. | 3000 | 35% | 1950
3HE04519AA | Valere AC Power Shelf Status Cable, cable recommended to connect the ESS/SR-7 chassis to the AC Split Power Shelf (split or unsplit). | 125 | 35% | 81.25
3HE04521AA | Bundle for the 7750 SR-7 Slot Chassis for Slot 1 PEM-3's; 7750 SR-7 DC 100 AMP PEM-3 for Slot 1 and 100 AMP DC Filter Bundle, includes: (1) 3HE03662AA - 7750 SR-7 100A DC PEM-3 SLOT 1 with (1) 3HE04498AA PWR FLT - 7750 SR-7 100 AMP PWR FILTER Note: The 3HE04498AA - PWR FLT - 7750 SR-7 100 AMP PWR FILTER (installed in the front of the chassis) is required for the 3HE03662AA -7750 SR-7 100A DC PEM-3 SLOT 1. | 3000 | 35% | 1950
3HE04522AA | Bundle for the 7750 SR-7 Slot Chassis for Slot 2 PEM-3's; 7750 SR-7 DC 100 AMP PEM-3 for Slot 1 and 100 AMP DC Filter Bundle, includes: (1) 3HE03661AA - 7750 SR-7 100A DC PEM-3 SLOT 2 with (1) 3HE04498AA PWR FLT - 7750 SR-7 100 AMP PWR FILTER Note: The 3HE04498AA - PWR FLT - 7750 SR-7 100 AMP PWR FILTER (installed in the front of the chassis) is required for the 3HE03661AA -7750 SR-7 100A DC PEM-3 SLOT 2. | 3000 | 35% | 1950
3HE04606AA | ACC - 7750 SR-12 SLOT PEM-3 Upgrade Kit, includes: Lugs, Installations guide and Agency overlay | 125 | 35% | 81.25
3HE04607AA | ACC - 7750 SR-7 SLOT PEM-3 Upgrade Kit, includes: Lugs, Installations guide and Agency overlay | 125 | 35% | 81.25
3HE04707AA | SR/ESS/SAS/SAR4 GB Compact Flash - Spare (Blank) | 1400 | 35% | 910
3HE04708AA | SR/ESS/SAS/SAR 8 GB Compact Flash - Spare (Blank) | 2300 | 35% | 1495
3HE04795WA | 7750 SR-12 or SR-7 Release 11.0 Mobile Gateway (MG) OS License. Notes: (1) One OS License is required for each SR-7 or SR-12 in the network. Includes two (2) programmed 4GB Compact Flash cards with the OS. | 10000 | 35% | 6500
3HE04796AA | 7750 SR MG-ISM Serving GW Attached Bearer License for 10,000 Bearers. Per Network license. | 20000 | 35% | 13000
3HE04797AA | 7750 SR MG-ISM P-GW/GGSN Attached Bearer License for 10,000 Bearers/PDP Contexts. Per Network license. | 40000 | 35% | 26000
3HE04798AA | 7750 SR MG-ISM Serving GW Application Software License Note: One license is required for each active MG-ISM (License is not required on the standby MG-ISM). | 40000 | 35% | 26000
3HE04799AA | 7750 SR MG-ISM P-GW/GGSN Application Software License Note: One license is required for each active MG-ISM (License is not required on the standby MG-ISM). | 40000 | 35% | 26000
3HE04823AA | 1-port 10GBASE-LR Small Form-Factor Pluggable+ (SFP+) Optics Module, Single Mode Fiber (SMF), 10km, 1310 nm, LC Connector, Digital Diagnostic Monitor (DDM), RoHS 6/6 compliant | 3995 | 35% | 2596.75
3HE04824AA | 1-port 10GBASE-SR Small Form-Factor Pluggable+ (SFP+) Optics Module, 850 nm, 26 to 300 meters, LC Connector, RoHS 6/6 compliant | 2995 | 35% | 1946.75
3HE04923AA | SROS L2-aware NAT license. This is a per system license. Flow licenses not required for L2-Aware. | 10000 | 35% | 6500
3HE04925AA | SROS license to enable LNS capability. Per system license. | 10000 | 35% | 6500
3HE04927AA | SROS Residential Aggregate Control license - per 10 Gbps. Must use with equivalent capacity ID RTU. Aggregate means for traffic without per-subscriber context. Not used for VPN services. Per system and per active ISA license, or per network license. | 10000 | 35% | 6500
3HE04930AA | SROS Residential Aggregate Control license - per 1Gb/s. Aggregate means for traffic without per-subscriber context. Not used for VPN services. Per system and per active ISA license, or per network license. | 2000 | 35% | 1300
3HE04939CA | 1-port 1000BASE CWDM Small Form-Factor Pluggable (SFP) Optics Module, Single Mode Fiber (SMF), 40km, 1471 nm, LC Connector, Digital Diagnostic Monitor (DDM), RoHS 6/6 compliant. | 2600 | 35% | 1690
3HE04939CB | 1-port 1000BASE CWDM Small Form-Factor Pluggable (SFP) Optics Module, Single Mode Fiber (SMF), 40km, 1491 nm, LC Connector, Digital Diagnostic Monitor (DDM), RoHS 6/6 compliant. | 2600 | 35% | 1690
3HE04939CC | 1-port 1000BASE CWDM Small Form-Factor Pluggable (SFP) Optics Module, Single Mode Fiber (SMF), 40km, 1511 nm, LC Connector, Digital Diagnostic Monitor (DDM), RoHS 6/6 compliant. | 2600 | 35% | 1690
3HE04939CD | 1-port 1000BASE CWDM Small Form-Factor Pluggable (SFP) Optics Module, Single Mode Fiber (SMF), 40km, 1531 nm, LC Connector, Digital Diagnostic Monitor (DDM), RoHS 6/6 compliant. | 2600 | 35% | 1690
3HE04939CE | 1-port 1000BASE CWDM Small Form-Factor Pluggable (SFP) OpticsModule, Single Mode Fiber (SMF), 40km, 1551 nm, LC Connector, Digital Diagnostic Monitor (DDM), RoHS 6/6 compliant. | 2600 | 35% | 1690
3HE04939CF | 1-port 1000BASE CWDM Small Form-Factor Pluggable (SFP) Optics Module, Single Mode Fiber (SMF), 40km, 1571 nm, LC Connector, Digital Diagnostic Monitor (DDM), RoHS 6/6 compliant. | 2600 | 35% | 1690
3HE04939CG | 1-port 1000BASE CWDM Small Form-Factor Pluggable (SFP) Optics Module, Single Mode Fiber (SMF), 40km, 1591 nm, LC Connector, Digital Diagnostic Monitor (DDM), RoHS 6/6 compliant. | 2600 | 35% | 1690
3HE04939CH | 1-port 1000BASE CWDM Small Form-Factor Pluggable (SFP) Optics Module, Single Mode Fiber (SMF), 40km, 1611 nm, LC Connector, Digital Diagnostic Monitor (DDM), RoHS 6/6 compliant. | 2600 | 35% | 1690
3HE04991AA | SAR-18 shelf that accepts up to 2 SAR-18 Control Switch Modules (CSMs) and up to 16 interface cards. Up to 12 SAR 8-type interface cards can be used. Other 4 slots are high speed interface cards specific to the SAR-18. Blanking plates included. -48VDC only. | 10000 | 35% | 6500
3HE04992AA | SAR-18 Control and Switch Module. Up to two per SAR-18 Shelf for CPU and fabric redundancy. | 7500 | 35% | 4875
3HE04993AA | SAR-18 Fan Module with a set of 8 fans | 2500 | 35% | 1625
3HE04994AA | SAR-18 Alarm Module with Alarm LEDs and I/O, as well as two BITS timing input/output ports. | 750 | 35% | 487.5
3HE04995AA | SAR-18 Replaceable Air Filters, 4 pack | 600 | 35% | 390
3HE05036AA | 1-port 10GBASE-ER Small Form-Factor Pluggable+ (SFP+) Optics Module, Single Mode Fiber (SMF), 40km, 1550 nm, LC Connector, Digital Diagnostic Monitor (DDM), RoHS 6/6 compliant | 11995 | 35% | 7796.75
3HE05037AA | 1-port 10GBASE-BX10-U (Up-Stream) Bi-Directional (BiDi) Small Form-Factor Pluggable (SFP+) Optics Module, Single Mode Fiber (SMF), 10km, TX:1330 nm, RX: 1270 nm, LC Connector, Digital Diagnostic Monitor (DDM), RoHS 6/6 compliant, Temperature 0/70C | 3995 | 35% | 2596.75
3HE05037AB | 1-port 10GBASE-BX10-D (Down-Stream) Bi-Directional (BiDi) Small Form-Factor Pluggable (SFP+) Optics Module, Single Mode Fiber (SMF), 10km, TX: 1270 nm, RX: 1330 nm, LC Connector, Digital Diagnostic Monitor (DDM), RoHS 6/6 Compliant, Temperature 0/70C | 3995 | 35% | 2596.75
3HE05037BA | 1-port 10GBASE-BX10-U (Up-Stream) Bi-Directional (BiDi) Small Form-Factor Pluggable (SFP+) Optics Module, Single Mode Fiber (SMF), 10km, TX: 1270 nm, RX: 1330 nm, LC Connector, Digital Diagnostic Monitor (DDM), RoHS 6/6 Compliant, Temperature 0/70C | 3995 | 35% | 2596.75
3HE05037BB | 1-port 10GBASE-BX10-D (Down-Stream) Bi-Directional (BiDi) Small Form-Factor Pluggable (SFP+) Optics Module, Single Mode Fiber (SMF), 10km, TX:1330 nm, RX: 1270 nm, LC Connector, Digital Diagnostic Monitor (DDM), RoHS 6/6 compliant, Temperature 0/70C | 3995 | 35% | 2596.75
3HE05051AB | 1RU SAR-M with 1 modular position configuration with redundant universal (-48V/+24V) DC power feeds. Node has 16 T1/E1 ASAP and 7 10/100/1000 Mbps Ethernet ports (4 SFP/3 RJ45) and built-in Control/Switch functionality. OS and other licenses sold separately. | 13200 | 35% | 8580
3HE05051BB | Conformal Coated 1RU SAR-M with 1 modular position configuration with redundant universal (-48V/+24V) DC power feeds. Node has 16 T1/E1 ASAP and 7 10/100/1000 Mbps Ethernet ports (4 SFP/3 RJ45) and built-in Control/Switch functionality. OS and other licenses sold separately. | 14800 | 35% | 9620
3HE05106AA | FAN - 7750 SR-12 Reduced Depth - Enhanced Fan Tray | 2900 | 35% | 1885
3HE05143AA | SROS initial 1Gb/s ID and control RTU license. Not needed if purchasing the 10G RTUs. Per system and active ISA license. | 1000 | 35% | 650
3HE05144AA | SROS identification only license - per 1Gb/s increment. Not needed for first Gb/s. Per system and per active ISA license, or per network license. | 8000 | 35% | 5200
3HE05145AA | SROS identification only license - up to 10Gb/s. Per system and per active ISA license, or per network license. | 40000 | 35% | 26000
3HE05146AA | SROS Residential per-subscriber or VPN per-site control license - per additional 1Gb/s increment. Not needed for first Gb/s. Per system and per active ISA license, or per network license. | 12000 | 35% | 7800
3HE05147AA | SROS Residential per-subscriber or VPN per-site control license - per 10Gb/s. Must use with equivalent capacity identification RTU. Per system and per active ISA license, or per network license. | 40000 | 35% | 26000
3HE05148AA | SROS Software license to enable use of the ISA1 for IPsec Tunneling Applications, this is a per system and per active ISA1 license. | 30000 | 35% | 19500
3HE05149AA | SROS license to be able to use the MS-ISA for advanced video processing. Additional licenses are required for each video application. Per system and per active ISA license. | 30000 | 35% | 19500
3HE05150AA | SROS license to be able video add insertion per splice. Requires MS-ISA card + video base software license. Per system and per active ISA license. | 6250 | 35% | 4062.5
3HE05151AA | SROS license to be able Fast Channel Change (FCC) / Retransmissions (RET) for 1k subscribers. Requires MS-ISA card + video base software license. Per system and per active ISA license. | 6500 | 35% | 4225
3HE05152AA | SROS license to be able Fast Channel Change (FCC) / Retransmissions (RET) for 10k subscribers. Requires MS-ISA card + video base software license. Per system and per active ISA license. | 40000 | 35% | 26000
3HE05153AA | SROS NAT license for 6 Million bi-directional flows. This is a per system license. | 30000 | 35% | 19500
3HE05163AA | 1-port 100/1000Base Dual Rate SGMII Small Form-Factor Pluggable (SFP) Optics Module, 1310nm, 40km, DDM Compliant | 2250 | 35% | 1462.5
3HE05164AA | 1-port 100/1000Base Dual Rate SGMII Small Form-Factor Pluggable (SFP) Optics Module, 1310nm, 10km, DDM Compliant | 1200 | 35% | 780
3HE05180AA | FAN - 7750 SR-7 Reduced Depth - Enhanced Fan Tray | 4800 | 35% | 3120
3HE05260AA | Optional mounting adapters for the 7705 SAR-M to install into ETSI racks | 250 | 35% | 162.5
3HE05574HA | SAR Release 9.0 OS License. One (1) OS License is required for each SAR-18 in the network. See the optional RTUs available for additional advanced features. This SW RTU license is intangible. Nothing physical is shipped. If a paper copy is required, a certificate document may be printed by following the process outlined in document code “SWSC-DEL-L4-10” found at http://libra.app.alcatel-lucent.com/. | 1500 | 35% | 975
3HE05574JA | SAR Release 20.x OS License. One (1) OS License is required for each SAR-18 in the network. See the optional RTUs available for additional advanced features. This SW RTU license is intangible. Nothing physical is shipped. If a paper copy is required, a certificate document may be printed by following the process outlined in document code “SWSC-DEL-L4-10” found at http://libra.app.alcatel-lucent.com/. | 1500 | 35% | 975
3HE05580AB | PS - 7210 SAS-T/Mxp ETR (200W) AC Power Supply | 620 | 35% | 403
3HE05581AB | PS - 7210 SAS-T/Mxp ETR -48V (200W) DC Power Supply | 775 | 35% | 503.75
3HE05581BB | PS - 7210 SAS-T/Mxp ETR -48V (200W) DC Conformal Coated Power Supply Must be used with Conformal Coated System to maximize benefit of CC. | 975 | 35% | 633.75
3HE05610AB | Same as 3HE05610AA. Part number for NAR Quote to cash (QTC) orders only. | Contact RBC's | 35% | #VALUE!
3HE05610AC | Contracted Annual Software Subscription Plan (SSP) for 7705 SAR. Entitles Customer to unlimited nodal OS software upgrade licenses for one year. Annual contracts must be purchased against the total installed base for a given Customer network or channel, for a particular product family (i.e. all 7705 SAR elements). Contact local B&P team or IPD BD for more information. Customer must complete Export Control Doc. prior to release of any S/W. Part number for use on all orders outside of NAR. | Contact RBC's | 35% | #VALUE!
3HE05653AA | 1RU SAR-M with 1 modular position with Ethernet ports only configuration with redundant universal (-48V/+24V) DC power feeds. Node has 7 10/100/1000 Mbps Ethernet ports (4 SFP/3 RJ45) and built-in Control/Switch functionality. OS and other licenses sold separately. | 9500 | 35% | 6175
3HE05653BA | Conformal Coated 1RU SAR-M with 1 modular position with Ethernet ports only configuration with redundant universal (-48V/+24V) DC power feeds. Node has 7 10/100/1000 Mbps Ethernet ports (4 SFP/3 RJ45) and built-in Control/Switch functionality. OS and other licenses sold separately. | 10650 | 35% | 6922.5
3HE05676AC | '7210 SAS-D 6F4T Extended Temperature Range Ethernet AC system includes: (1) integrated AC Power Supply, 7210 SAS Operating Software, (4) 10/100/1000 TX + Accepts(6) 100/1000 SFP. 128MB CF | 2050 | 35% | 1332.5
3HE05676AD | '7210 SAS-D 6F4T Extended Temperature Range Ethernet DC system includes: (1) 7210 SAS -48V DC Power Supply, 7210 SAS Operating Software, (4) 10/100/1000 TX + Accepts(6) 100/1000 SFP. 128MB CF | 2100 | 35% | 1365
3HE05677AC | 7210 SAS-D 6F4T Ethernet AC system includes: (1) integrated AC Power Supply , 7210 SAS Operating Software, (4) 10/100/1000 TX + Accepts (6) 100/1000 SFP. 128MB CF | 1430 | 35% | 929.5
3HE05677AD | '7210 SAS-D 6F4TEthernet DC system includes: (1) 7210 SAS -48V DC Power Supply, 7210 SAS Operating Software, (4) 10/100/1000 TX + Accepts(6) 100/1000 SFP. 128MB CF | 1475 | 35% | 958.75
3HE05681AD | '7210 SAS-D 6F4T Ethernet AC system includes: (1) integrated AC Power Supply , 7210 SAS Operating Software, (4) 10/100/1000 TX + Accepts (6) 100/1000 SFP. 128MB CF w NAR Power Cord | 1430 | 35% | 929.5
3HE05681AE | '7210 SAS-D 6F4T Ethernet AC system includes: (1) integrated AC Power Supply , 7210 SAS Operating Software, (4) 10/100/1000 TX + Accepts (6) 100/1000 SFP. 128MB CF w UK Power Cord | 1430 | 35% | 929.5
3HE05681AF | '7210 SAS-D 6F4T Ethernet AC system includes: (1) integrated AC Power Supply , 7210 SAS Operating Software, (4) 10/100/1000 TX + Accepts (6) 100/1000 SFP. 128MB CF w EUR Power Cord | 1430 | 35% | 929.5
3HE05682AD | '7210 SAS-D 6F4T Extended Temperature Range Ethernet AC system includes: (1) integrated AC Power Supply , 7210 SAS Operating Software, (4) 10/100/1000 TX + Accepts (6) 100/1000 SFP. 128 MB CF w NAR Power Cord | 2050 | 35% | 1332.5
3HE05682AE | '7210 SAS-D 6F4T Extended Temperature Range Ethernet AC system includes: (1) integrated AC Power Supply , 7210 SAS Operating Software, (4) 10/100/1000 TX + Accepts (6) 100/1000 SFP.128MB CF w UK Power Cord | 2050 | 35% | 1332.5
3HE05682AF | '7210 SAS-D 6F4T Extended Temperature Range Ethernet AC system includes: (1) integrated AC Power Supply , 7210 SAS Operating Software, (4) 10/100/1000 TX + Accepts (6) 100/1000 SFP. 128MB CF w EUR Power Cord | 2050 | 35% | 1332.5
3HE05830CA | 1-port 10GBASE-SR Small Form-Factor Pluggable (XFP) Optics Module, 850nm,26 to 300 meters, LC Connector, RoHS 6/6 compliant, Extended Temperature -40/85C | 2995 | 35% | 1946.75
3HE05831CA | 1-port 10GBASE-LR Small Form-Factor Pluggable (XFP) Optics Module, Single Mode Fiber (SMF), 10km, 1310 nm, LC Connector, Digital Diagnostic Monitor(DDM), RoHS 6/6 compliant , Extended Temperature -40/85C | 3995 | 35% | 2596.75
3HE05832CA | 1-port 10GBASE-ER Small Form-Factor Pluggable (XFP) Optics Module, Single Mode Fiber (SMF), 40km, 1550 nm, LC Connector, Digital Diagnostic Monitor(DDM), RoHS 6/6 compliant, Extended Temperature -40/85C | 11995 | 35% | 7796.75
3HE05833CA | 1-port 10GBASE-ZR Small Form-Factor Pluggable (XFP) Optics Module, Single Mode Fiber (SMF), 80km, 1550nm, LC Connector, Digital Diagnostic Monitor(DDM), RoHS 6/6 compliant, Extended Temperature -40/85C | 19995 | 35% | 12996.75
3HE05837BA | Used to connect 3HE05838AA 250W 120/240V AC power converter to SAR-8 Shelf v2, SAR-A/F/M shelves and any other shelf supporting O-ring connectors | 260 | 35% | 169
3HE05838AA | 250W power adapter brick converting 120/240V AC to -48V DC. Requires separate pigtail for specific 7705 products. | 1550 | 35% | 1007.5
3HE06006AA | 8 port multi-function card with 2 x FXS and 2 x FXO ports for analog voice, 2 x G.703 co-directional ports and 2 x C37.94 optical teleprotection ports. This card is supported in both -48 and +24VDC systems. | 5500 | 35% | 3575
3HE06006BA | Conformal Coated Variant of 8 port multi-function card with 2 x FXS and 2 x FXO ports for analog voice, 2 x G.703 co-directional ports and 2 x C37.94 optical teleprotection ports. This card is supported in both -48 and +24VDC systems. | 6200 | 35% | 4030
3HE06022AA | SAR-18 CSM Blanking Plate | 450 | 35% | 292.5
3HE06083AA | SR/ESS 32 GB Compact Flash - Spare (Blank) | 7000 | 35% | 4550
3HE06151AA | 8-port GigE SFP Enhanced Performance Ethernet Card, supporting Ethernet/VLAN services. Includes 8 SyncE capable GigE ports. SFPs sold separately. This card is supported in both -48 VDC and +24 VDC systems. | 6200 | 35% | 4030
3HE06151AC | 8-port GigE SFP Enhanced Performance Ethernet Card v3 w. Large Tables, encryption capable and supporting Ethernet/VLAN services. Includes 8 SyncE capable GigE ports. SFPs sold separately. This card is supported in both -48 VDC and +24 VDC systems. Note: SW license (3HE09302AA) required to enable hardware encryption (RTU-8 PORT GE SFP CARD V3 Encrypt) | 7750 | 35% | 5037.5
3HE06151BA | 8-port GigE SFP Enhanced Performance Ethernet Card, supporting Ethernet/VLAN services. Includes 8 SyncE capable GigE ports. SFPs sold separately. This card is supported in both -48 VDC and +24 VDC systems. | 7200 | 35% | 4680
3HE06151BC | Conformal Coated Variant of 8-port GigE SFP Enhanced Performance Ethernet Card v3 w. Large Tables, encryption capable and supporting Ethernet/VLAN services. Includes 8 SyncE capable GigE ports. SFPs sold separately. This card is supported in both -48 VDC and +24 VDC systems. Note: SW license (3HE09302AA) required to enable hardware encryption (RTU-8 PORT GE SFP CARD V3 Encrypt) | 8800 | 35% | 5720
3HE06153AC | 1-port 10GigE or 10-port 1GigE 10G-Card v2, encryption capable. Supports one of two modes. In 1-port 10GigE mode, only one SFP+ based port can be used for nw connectivity with the other ports disabled. In 10-port 1GigE mode, ten SFP based ports can be used for access or nw connectivity. SFP/SFP+ sold separately. Additional RTU (3HE09302BA) required to use HW Encryption. | 37500 | 35% | 24375
3HE06289AA | 7x50 IMM RTU license for limited VPRN support on IMMs with capacity of up to 50Gb/s. This is a per IMM license, limited to 8 VPRNs. Required for access as well as network facing ports. | 15000 | 35% | 9750
3HE06290AA | 7x50 IMM RTU license for full VPRN support on IMMs with capacity of up to 50Gb/s. This is a per IMM license to scale up to the max VPRNs supported on the IMM. | 45000 | 35% | 29250
3HE06305AA | IMM RTU License Upgrade from L3BQ to L3HQ for 12 port 10GE IMM . RTU license upgrade is tied to the specific IMM linecard for which it is purchased. Customers are required to provide the serial number of the IMM linecard for which the RTU license is being purchased. | 235000 | 35% | 152750
3HE06336AA | PS – 7210 SAS-M/Mxp/T ETR +24V DC Power supply | 850 | 35% | 552.5
3HE06336AB | PS - 7210 SAS-T/Mxp ETR +24V (200W) DC Power Supply | 900 | 35% | 585
3HE06338AA | ACC - 7210 SAS-M/Mxp/T 23” rack mount (5 set pack) | 120 | 35% | 78
3HE06339AA | ACC - 7210 SAS-M/Mxp/T Fan tray filter (10 pack) | 250 | 35% | 162.5
3HE06418AA | SROS RTP Performance Measurement per 10G/s traffic license. Per system and per active ISA license, or per network license. | 25000 | 35% | 16250
3HE06420AA | Kit used to upgrade existing 7705 T1/E1 distribution panels (3HE03394AA, 3HE03395AA, 3HE04430AA) to meet IEEE1613 and IEC 61850-3 environmental specifications | 175 | 35% | 113.75
3HE06485AA | 1-port 40GBase LR4 10km QSFP+ Optics Module, 10km, LC Connector, RoHS 6/6 compliant, Digital Diagnostic Monitor (DDM) | 10000 | 35% | 6500
3HE06486AA | SROS Enhanced Subscriber Management (ESM) base license. This base ESM license is required for using the ESM features on 7x50 platforms for IPoE, PPPoE, PPPOA, and L2TP subscribers. Use of embedded DHCPv4 and DHCPv6 server functionality on 7x50 is also included in this license. This is a per system license applicable to all 7x50 platforms using any flavor or IMM, IOM , MDA or CMA. It applies to both layer-2 and layer-3 ( routed CO) ESM models, and includes IPv4, IPv6 and dual-stack access. Requires L2HQ or L3HQ licenses on the IMM modules. Additional per subscriber licenses apply. | 20000 | 35% | 13000
3HE06487AA | SROS Enhanced Subscriber Management (ESM) subscriber-host license for up to 4K subscriber-hosts. This is a per system license. Multiple of these RTUs could be bought to match the total number of subscribers targetted to be supported on the chassis. | 4000 | 35% | 2600
3HE06488AA | RTU - 7x50 Enhanced Subscriber Management (ESM) subscriber-host license for up to 16K subscriber-hosts. This is a per chassis license. Multiple of these RTUs could be bought to match the total number of subscribers targetted to be supported on the chassis. | 12000 | 35% | 7800
3HE06489AA | SROS Enhanced Subscriber Management (ESM) subscriber-host license for up to 32K subscriber-hosts. This is a per system license. Multiple of these RTUs could be bought to match the total number of subscribers targetted to be supported on the chassis. | 20000 | 35% | 13000
3HE06490AA | SROS Enhanced Subscriber Management (ESM) subscriber-host license for up to 64K subscriber-hosts. This is a per system license. Multiple of these RTUs could be bought to match the total number of subscribers targetted to be supported on the chassis. | 32000 | 35% | 20800
3HE06491AA | SROS Enhanced Subscriber Management (ESM) subscriber-host license for up to 128K subscriber-hosts. This is a per system license. Multiple of these RTUs could be bought to match the total number of subscribers targetted to be supported on the chassis. | 60000 | 35% | 39000
3HE06520AA | SROS Enable RTP Performance license. Must be ordered as a pre-requisite to the RTP 1G or 10G RTUs. Per system and per active ISA license, or per network license. | 0 | 35% | 0
3HE06537AB | '7210 SAS-D 6F4T Extended Temperature Range Ethernet +24V DC system includes: (1) 7210 SAS DC Power Supply, 7210 SAS Operating Software, (4) 10/100/1000 TX + Accepts(6) 100/1000 SFP. 128MB CF | 2150 | 35% | 1397.5
3HE06582AA | 1-color CWDM add-drop OADM module for the SAR-8/18. 1 Tx and 1 Rx at 1471 nm is filtered by East and West directions. | 5000 | 35% | 3250
3HE06582AB | 1-color CWDM add-drop OADM module for the SAR-8/18. 1 Tx and 1 Rx at 1491 nm is filtered by East and West directions. | 5000 | 35% | 3250
3HE06582AC | 1-color CWDM add-drop OADM module for the SAR-8/18. 1 Tx and 1 Rx at 1511 nm is filtered by East and West directions. | 5000 | 35% | 3250
3HE06582AD | 1-color CWDM add-drop OADM module for the SAR-8/18. 1 Tx and 1 Rx at 1531 nm is filtered by East and West directions. | 5000 | 35% | 3250
3HE06582AE | 1-color CWDM add-drop OADM module for the SAR-8/18. 1 Tx and 1 Rx at 1551 nm is filtered by East and West directions. | 5000 | 35% | 3250
3HE06582AF | 1-color CWDM add-drop OADM module for the SAR-8/18. 1 Tx and 1 Rx at 1571 nm is filtered by East and West directions. | 5000 | 35% | 3250
3HE06582AG | 1-color CWDM add-drop OADM module for the SAR-8/18. 1 Tx and 1 Rx at 1591 nm is filtered by East and West directions. | 5000 | 35% | 3250
3HE06582AH | 1-color CWDM add-drop OADM module for the SAR-8/18. 1 Tx and 1 Rx at 1611 nm is filtered by East and West directions. | 5000 | 35% | 3250
3HE06582BA | 1-color CWDM add-drop OADM module for the SAR-M. 1 Tx and 1 Rx at 1471 nm is filtered by East and West directions. | 5000 | 35% | 3250
3HE06582BB | 1-color CWDM add-drop OADM module for the SAR-M. 1 Tx and 1 Rx at 1491 nm is filtered by East and West directions. | 5000 | 35% | 3250
3HE06582BC | 1-color CWDM add-drop OADM module for the SAR-M. 1 Tx and 1 Rx at 1511 nm is filtered by East and West directions. | 5000 | 35% | 3250
3HE06582BD | 1-color CWDM add-drop OADM module for the SAR-M. 1 Tx and 1 Rx at 1531 nm is filtered by East and West directions. | 5000 | 35% | 3250
3HE06582BE | 1-color CWDM add-drop OADM module for the SAR-M. 1 Tx and 1 Rx at 1551 nm is filtered by East and West directions. | 5000 | 35% | 3250
3HE06582BF | 1-color CWDM add-drop OADM module for the SAR-M. 1 Tx and 1 Rx at 1571 nm is filtered by East and West directions. | 5000 | 35% | 3250
3HE06582BG | 1-color CWDM add-drop OADM module for the SAR-M. 1 Tx and 1 Rx at 1591 nm is filtered by East and West directions. | 5000 | 35% | 3250
3HE06582BH | 1-color CWDM add-drop OADM module for the SAR-M. 1 Tx and 1 Rx at 1611 nm is filtered by East and West directions. | 5000 | 35% | 3250
3HE06583AA | 2-color CWDM add-drop OADM module for the SAR-8/18. 1 Tx and 1 Rx at 1471 and 1491 nm are filtered by East and West directions. | 8000 | 35% | 5200
3HE06583AB | 2-color CWDM add-drop OADM module for the SAR-8/18. 1 Tx and 1 Rx at 1511 and 1531 nm are filtered by East and West directions. | 8000 | 35% | 5200
3HE06583AC | 2-color CWDM add-drop OADM module for the SAR-8/18. 1 Tx and 1 Rx at 1551 and 1571 nm are filtered by East and West directions. | 8000 | 35% | 5200
3HE06583AD | 2-color CWDM add-drop OADM module for the SAR-8/18. 1 Tx and 1 Rx at 1591 and 1611 nm are filtered by East and West directions. | 8000 | 35% | 5200
3HE06584AA | 4-color CWDM add-drop OADM module for the SAR-8/18. 1 Tx and 1 Rx at 1471, 1491, 1511 and 1531 nm are filtered from the line (single direction) with expansion port. | 8000 | 35% | 5200
3HE06584AB | 4-color CWDM add-drop OADM module for the SAR-8/18. 1 Tx and 1 Rx at 1551, 1571, 1591 and 1611 nm are filtered from the line (single direction) with expansion port. | 8000 | 35% | 5200
3HE06585AA | 8-color CWDM optical Mux/Demux module for the SAR-8/18. 1 Tx and 1 Rx at 1471, 1491, 1511, 1531, 1551, 1571, 1591 and 1611 nm are filtered from the line (single direction). | 10000 | 35% | 6500
3HE06681HA | SAR Release 9.0 OS Upgrade for the basic suite of functionality. One (1) OS Upgrade is required for each SAR-18 in the network. See the optional RTUs available for additional advanced features. This SW RTU license is intangible. Nothing physical is shipped. If a paper copy is required, a certificate document may be printed by following the process outlined in document code “SWSC-DEL-L4-10” found at http://libra.app.alcatel-lucent.com/ | 1200 | 35% | 780
3HE06681JA | SAR Release 20.x OS Upgrade for the basic suite of functionality. One (1) OS Upgrade is required for each SAR-18 in the network. See the optional RTUs available for additional advanced features. This SW RTU license is intangible. Nothing physical is shipped. If a paper copy is required, a certificate document may be printed by following the process outlined in document code “SWSC-DEL-L4-10” found at http://libra.app.alcatel-lucent.com/ | 1200 | 35% | 780
3HE06693AA | PS - PS - 7210 SAS-D ETR External power supply AC. Needs ETR External PS tray to rack mount | 240 | 35% | 156
3HE06694AA | PS - 7210 SAS-D ETR External power supply DC -48V. Needs ETR External PS tray to rack mount. | 260 | 35% | 169
3HE06695AA | PS - 7210 SAS-D ETR External power supply DC +24V. Needs ETR External PS tray to rack mount. | 260 | 35% | 169
3HE06696AA | ACC - 7210 SAS-D rack mount kit Not suitable for ETR version with external PS | 80 | 35% | 52
3HE06697AA | ACC - 7210 SAS-D ETR external PS tray Only required when installing ETR version external PS Replaces ACC - 7210 SAS-D rack mount kit | 200 | 35% | 130
3HE06788AA | Expansion module with 2-port 10GigE XFPs for Network (Ring) connectivity. 10GigE switching between ports. XFPs sold separately. This card is supported in both -48 VDC and +24 VDC systems. | 5200 | 35% | 3380
3HE06788BA | Conformal Coated Variant of Expansion module with 2-port 10GigE XFPs for Network (Ring) connectivity. 10GigE switching between ports. XFPs sold separately. This card is supported in both -48 VDC and +24 VDC systems. | 5850 | 35% | 3802.5
3HE06789AA | 2-port 10GigE Network connectivity (Ring) Card. 10GigE switching between ports. XFPs sold separately. This card is supported in both -48 VDC and +24 VDC systems. | 10200 | 35% | 6630
3HE06789BA | Conformal Coated Variant of 2-port 10GigE Network connectivity (Ring) Card. 10GigE switching between ports. XFPs sold separately. This card is supported in both -48 VDC and +24 VDC systems. | 11450 | 35% | 7442.5
3HE06791AA | SAR-8 Shelf V2 that accepts redundant DC-power feeds and up to 2 CSMs (V1 or V2) and up to 6 interface cards. Fan Module must be version associated with this V2 shelf. 6 Blanking plates included. | 2500 | 35% | 1625
3HE06791BA | Conformal Coated SAR-8 Shelf V2 that accepts redundant DC-power feeds and up to 2 CSMs (V1 or V2) and up to 6 interface cards. Fan Module must be version associated with this V2 shelf. 6 Blanking plates included. | 3000 | 35% | 1950
3HE06792EA | Fan Module with extended temperature Range. Installs into SAR-8 Shelf v2 (3HE06791AA). -48/+24 VDC | 1100 | 35% | 715
3HE06792FA | Conformal Coated Variant of Fan Module with extended temperature Range. Installs into SAR-8 Shelf v2 (3HE06791AA). -48/+24 VDC | 1800 | 35% | 1170
3HE06794AA | Terminates 8 analog FXO interfaces to a central PBX. RJ45 connector access (2 ports/connector). This card is supported in both -48 VDC and +24 VDC systems. | 5000 | 35% | 3250
3HE06794BA | Conformal Coated Variant of FXO card. Terminates 8 analog FXO interfaces to a central PBX. RJ45 connector access (2 ports/connector). This card is supported in both -48 VDC and +24 VDC systems. | 5600 | 35% | 3640
3HE06796AA | 1RU SAR-A with redundant -48V DC power feeds. Node has 4xRJ45/SFP combo GigE ports, 4xSFP GigE ports and 4xRJ45 FE ports. OS and other licenses sold separately. | 9500 | 35% | 6175
3HE06797AA | 1RU SAR-A with redundant -48V DC power feeds. Node has 4xRJ45/SFP combo GigE ports, 4xSFP GigE ports, 4xRJ45 FE ports and 8 T1/E1 ports. OS and other licenses sold separately. | 13200 | 35% | 8580
3HE06936AA | 7950 XRS-20 XCM (XMA Control Module). Provides 800G of Slot Switching Capacity. Accepts (2) XMAs and/or C-XMAs. | 50000 | 35% | 32500
3HE06969AA | SAR-H shelf with high voltage power input (88 - 300V AC or DC). Contains 4 x SFP GigE and 4 x RJ45 10/100/1000 PoE-capable ethernet ports and two module positions. AC power cord 3HE10447AA for Japan is sold separately. OS and other licenses sold separately. | 12000 | 35% | 7800
3HE06969BA | SAR-H shelf with low voltage power input (+24/-48V DC). Contains 4 x SFP GigE and 4 x RJ45 10/100/1000 PoE-capable ethernet ports and two module positions. OS and other licenses sold separately. | 12000 | 35% | 7800
3HE06969CA | Conformal Coated SAR-H shelf with high voltage power input (88 - 300V AC or DC). Contains 4 x SFP GigE and 4 x RJ45 10/100/1000 PoE-capable ethernet ports and two module positions. AC power cord 3HE10447AA for Japan is sold separately. OS and other licenses sold separately. | 13500 | 35% | 8775
3HE06969DA | Conformal Coated SAR-H shelf with low voltage power input (+24/-48V DC). Contains 4 x SFP GigE and 4 x RJ45 10/100/1000 PoE-capable ethernet ports and two module positions. OS and other licenses sold separately. | 13450 | 35% | 8742.5
3HE06970AA | External supply required to supply additional PoE power to the SAR-H. Can also be used to provide 48VDC (nominal) to other equipment via 9 pin D-sub connector. 85-265V AC or 88-300V DC input. 100W output power. -40 to +65C operation. IP40 enclosure rating.AC power cord 3HE10447AA for Japan is sold separately. | 3700 | 35% | 2405
3HE06970BA | External supply required to supply additional PoE power to the SAR-H. Can be used to provide 48VDC (nominal) to other equipment via 9 pin D-sub connector. 20-75V DC input. 100W output power. -40 to +65C operation. IP40 enclosure rating. | 5300 | 35% | 3445
3HE06971AA | 1RU tray to house up to 2 x 3HE06970xA 100W power supplies | 450 | 35% | 292.5
3HE06972AB | PSE Certified 100W High Voltage Power Supply – Requires a single 85-264VAC or 88-300VDC input, and provides a single 54VDC output (6' cable length) to provide power to one terminal of a 7705 SAR main chassis. This supply is DIN rail or wall/panel mountable with mounting hardware included. Does not include AC cord. AC cords (3HE10447AA or 3HE10040AA or 3HE10041AA) needs to be ordered separately. | 750 | 35% | 487.5
3HE06973AA | Combo module supporting 2 x T1/E1 ports with TDM and IP functionality and 2 x RS232 serial data ports. RJ45 connectors for interconnection to end equipment. | 2500 | 35% | 1625
3HE06973BA | Conformal Coated Variant of Combo module supporting 2 x T1/E1 ports with TDM and IP functionality and 2 x RS232 serial data ports. RJ45 connectors for interconnection to end equipment. | 3050 | 35% | 1982.5
3HE07112AA | 7950 XRS-20 Integrated Chassis bundle, includes the following; (1) 3HE07113AA - CHAS - 7950 XRS-20 Spare Chassis, (2) 3HE07119AA - FAN - 7950 XRS-20 Fan Tray, (2) 3HE07117AA - CCM - 7950 XRS-20 CCM (1) 3HE07389AA - ACC - 7950 SFM/CPM Impedance Panel Accessory kit & Air Filters included | 260000 | 35% | 169000
3HE07113AA | CHAS - 7950 XRS-20 Spare Chassis | 240000 | 35% | 156000
3HE07116AA | 7950 XSR-20 Control Processor Module (CPM) -(Spare) | 140000 | 35% | 91000
3HE07116AB | 7950 XSR-20 Control Processor Module (CPM) -(Spare) | 145000 | 35% | 94250
3HE07117AA | 7950 XRS-20 Connection and Control Module (CCM) - (Spare) | 15000 | 35% | 9750
3HE07118AB | 7950 XRS-20 Air Filter - (Spare); Includes both main system and APEQ air filters | 6300 | 35% | 4095
3HE07119AA | 7950 XRS-20 Fan Tray - (Spare) | 11900 | 35% | 7735
3HE07152AA | Power injector card allows up to two MPR-e to draw power from SAR-8/18 chassis directly via copper 1000BaseT link . Lightning protection and voltage surge suppression is supported. -48VDC | 1300 | 35% | 845
3HE07161CA | 1-port 10GBASE CWDM Small Form-Factor Pluggable (SFP+) Optics Module, Single Mode Fiber (SMF), 40km, 1471 nm, LC Connector, Digital Diagnostic Monitor (DDM), RoHS 6/6 compliant. | 11995 | 35% | 7796.75
3HE07161CB | 1-port 10GBASE CWDM Small Form-Factor Pluggable (SFP+) Optics Module, Single Mode Fiber (SMF), 40km, 1491 nm, LC Connector, Digital Diagnostic Monitor (DDM), RoHS 6/6 compliant. | 11995 | 35% | 7796.75
3HE07161CC | 1-port 10GBASE CWDM Small Form-Factor Pluggable (SFP+) Optics Module, Single Mode Fiber (SMF), 40km, 1511 nm, LC Connector, Digital Diagnostic Monitor (DDM), RoHS 6/6 compliant. | 11995 | 35% | 7796.75
3HE07161CD | 1-port 10GBASE CWDM Small Form-Factor Pluggable (SFP+) Optics Module, Single Mode Fiber (SMF), 40km, 1531 nm, LC Connector, Digital Diagnostic Monitor (DDM), RoHS 6/6 compliant. | 11995 | 35% | 7796.75
3HE07161CE | 1-port 10GBASE CWDM Small Form-Factor Pluggable (SFP+) OpticsModule, Single Mode Fiber (SMF), 40km, 1551 nm, LC Connector, Digital Diagnostic Monitor (DDM), RoHS 6/6 compliant. | 11995 | 35% | 7796.75
3HE07161CF | 1-port 10GBASE CWDM Small Form-Factor Pluggable (SFP+) Optics Module, Single Mode Fiber (SMF), 40km, 1571 nm, LC Connector, Digital Diagnostic Monitor (DDM), RoHS 6/6 compliant. | 11995 | 35% | 7796.75
3HE07161CG | 1-port 10GBASE CWDM Small Form-Factor Pluggable (SFP+) Optics Module, Single Mode Fiber (SMF), 40km, 1591 nm, LC Connector, Digital Diagnostic Monitor (DDM), RoHS 6/6 compliant. | 11995 | 35% | 7796.75
3HE07161CH | 1-port 10GBASE CWDM Small Form-Factor Pluggable (SFP+) Optics Module, Single Mode Fiber (SMF), 40km, 1611 nm, LC Connector, Digital Diagnostic Monitor (DDM), RoHS 6/6 compliant. | 11995 | 35% | 7796.75
3HE07165AA | 7750 SR12e DC Integrated Chassis bundle, includes the following; (1) 3HE07440AB - 7750 SR12e Chassis (3) 3HE07168AA - 7750 SR12e Fan Trays | 90000 | 35% | 58500
3HE07168AA | FAN - 7750 SR12e Fan Tray | 4350 | 35% | 2827.5
3HE07279AA | SROS RTP Performance Measurement per 1Gb/s of traffic license. Per system and per active ISA license, or per network license. | 5000 | 35% | 3250
3HE07297AA | 7950 XRS 40-port 10GE SFP+ XMA. Includes License for IP Core feature set. Provides support for a total IP FIB size of up to 1M entries (IPv4+IPv6; actual maximum number of entries achievable depends on route distribution), a MAC FIB size of 128k entries, and 8 ingress + 8 egress user defined queues per physical port. | 800000 | 35% | 520000
3HE07297BA | 7950 XRS 40-port 10GE SFP+ XMA. Includes License for LSR Feature set. Provides support for a total IP FIB size of 64k (IPv4+IPv6), and 8 ingress + 8 egress user defined queues per physical port. | 350000 | 35% | 227500
3HE07310AA | SROS Base WIFI aggregation License. This is a per system license. | 60000 | 35% | 39000
3HE07310AB | SROS Diameter Credit Control License. This is a per system license. | 20000 | 35% | 13000
3HE07310AC | SROS Multiple SSID Support License. This is a per system license. | 20000 | 35% | 13000
3HE07310AD | SROS Inter-AP WIFI Mobility License. This is a per system license. | 20000 | 35% | 13000
3HE07310AE | SROS WIFI Agg. 4K - shaped AP tunnels. This is a per system license. | 4000 | 35% | 2600
3HE07310AF | SROS WIFI Agg. 8K - shaped AP tunnels. This is a per system license. | 6000 | 35% | 3900
3HE07310AG | SROS WIFI Agg. 16K - shaped AP tunnels. This is a per system license. | 10000 | 35% | 6500
3HE07310AH | SROS WIFI Agg. 32K - shaped AP tunnels. This is a per system license. | 20000 | 35% | 13000
3HE07310AJ | SROS WIFI Agg. 64K - shaped AP tunnels. This is a per system license. | 30000 | 35% | 19500
3HE07310AK | SROS WIFI Agg. 128K - shaped AP tunnels. This is a per system license. | 60000 | 35% | 39000
3HE07310AL | SROS WLAN to 3G/4G Interworking License. This is a per system license. | 50000 | 35% | 32500
3HE07310AM | SROS WLAN to 3G/4G - 4K Bearers. This is a per system license. | 4000 | 35% | 2600
3HE07310AN | SROS WLAN to 3G/4G - 8K Bearers. This is a per system license. | 8000 | 35% | 5200
3HE07310AP | SROS WLAN to 3G/4G - 16K Bearers. This is a per system license. | 16000 | 35% | 10400
3HE07310AR | SROS WLAN to 3G/4G - 32K Bearers. This is a per system license. | 25000 | 35% | 16250
3HE07310AT | SROS WLAN to 3G/4G - 64K Bearers. This is a per system license. | 50000 | 35% | 32500
3HE07310AU | SROS WLAN to 3G/4G - 128K Bearers. This is a per system license. | 75000 | 35% | 48750
3HE07310AV | SROS WLAN to 3G/4G - 256K Bearers. This is a per system license. | 100000 | 35% | 65000
3HE07315AA | 7750 SR P-GW/GGSN Application Assurance License for 10,000 active Bearers/PDP Contexts. Per Network license. | 4000 | 35% | 2600
3HE07353AA | SAR-Hc with redundant (20-75V) DC power feeds. DIN rail or panel mountable. Node has 6 10/100/1000 Mbps Ethernet ports (2 SFP, 2 RJ45, 2 POE RJ45), and 2 RS232 ports . OS and other licenses sold separately. DIN rail or panel mounting hardware sold separately. | 6750 | 35% | 4387.5
3HE07353BA | SAR-Hc with conformal coating on internal PCBs. Has redundant (20-75V) DC power feeds. DIN rail or panel mountable. Node has 6 10/100/1000 Mbps Ethernet ports (2 SFP, 2 RJ45, 2 POE RJ45), and 2 RS232 ports . OS and other licenses sold separately. DIN rail or panel mounting hardware sold separately. | 7600 | 35% | 4940
3HE07354AA | RTU - PoE/PoE+ license for PoE-capable ports in the SAR-W/H/Hc as well as the SAR-M Ethernet Module. One (1) OS License is required for each SAR-W/H/Hc/M in the network (not needed for PoE variants of the SAR-Wx). | 800 | 35% | 520
3HE07354AB | RTU - IP Multicast license. One (1) OS License is required for each SAR in the network. | 1700 | 35% | 1105
3HE07354AC | RTU - IP IEEE1588 PTP Time/Phase license. Applicable to 1588 Slave or Bourndary or Grandmaster Clocks. OAM performance can be improved with PTP time accuracy. One (1) OS License is required for each SAR in the network. | 800 | 35% | 520
3HE07354AF | RTU - 7705 SAR-8/18 Multi Drop Data Bridging (MDDB) RTU License for use on the 3HE07942AA Integrated Services Card (ISC). One (1) MDDB License required for up to 25 SAR-8/18s in the network using the ISC card. Incremental license (3HE07354AH) required for each node beyond 25 in network. Supports a maximum of 16 bridges per card with each bridge supporting 30 branches. SW RTU license is intangible. Nothing physical is shipped. If a paper copy is required, a certificate document may be printed by following the process outlined in document code “SWSC-DEL-L4-10” found at http://libra.app.alcatel-lucent.com/ | 50000 | 35% | 32500
3HE07354AH | RTU - 7705 SAR-8/18 Multi Drop Data Bridging (MDDB) RTU License for additional nodes using the 3HE07942AA Integrated Services Card (ISC). One (1) MDDB License required for up each SAR-8/18 in the network using the ISC card beyond the 25 associated with the 3HE07354AF RTU- MDDB License. Supports a maximum of 16 bridges per card with each bridge supporting 30 branches. SW RTU license is intangible. Nothing physical is shipped. If a paper copy is required, a certificate document may be printed by following the process outlined in document code “SWSC-DEL-L4-10” found at http://libra.app.alcatel-lucent.com/ | 2000 | 35% | 1300
3HE07354AJ | RTU - 7705 SAR-8/18 PCM Multidrop Bridging RTU License for use on the 3HE07942AA Integrated Services Card (ISC). One (1) PCM Multidrop License required for up to 25 SAR-8/18s in the network using the ISC card. Incremental license (3HE07354AK) required for each node beyond 25 in network. Supports a maximum of 16 bridges per card with each bridge supporting 30 branches (E1) or 24 branches (T1). SW RTU license is intangible. Nothing physical is shipped. If a paper copy is required, a certificate document may be printed by following the process outlined in document code “SWSC-DEL-L4-10” found at http://libra.app.alcatel-lucent.com/ | 50000 | 35% | 32500
3HE07354AK | RTU - 7705 SAR-8/18 PCM Multidrop Bridging RTU License for additional nodes using the 3HE07942AA Integrated Services Card (ISC). One (1) PCM Multidrop License (Additional Nodes) required for up each SAR-8/18 in the network using the ISC card beyond the 25 associated with the 3HE07354AJ RTU- PCM Multidrop Bridging License. Supports a maximum of 16 bridges per card with each bridge supporting 30 branches (E1) or 24 branches (T1). SW RTU license is intangible. Nothing physical is shipped. If a paper copy is required, a certificate document may be printed by following the process outlined in document code “SWSC-DEL-L4-10” found at http://libra.app.alcatel-lucent.com/ | 2000 | 35% | 1300
3HE07354AN | RTU - 7705 SAR-8/18 Voice Conference Bridging (VCB) RTU License for use on the 3HE07942AA Integrated Services Card (ISC). One (1) VCB) License required for up to 25 SAR-8/18s in the network using the ISC card. Incremental license (3HE07354AP) required for each node beyond 25 in network. Supports a maximum of 16 bridges per card with each bridge supporting 30 branches (E1) or 24 branches (T1). SW RTU license is intangible. Nothing physical is shipped. If a paper copy is required, a certificate document may be printed by following the process outlined in document code “SWSC-DEL-L4-10” found at http://libra.app.alcatel-lucent.com/ | 50000 | 35% | 32500
3HE07354AP | RTU - 7705 SAR-8/18 Voice Conference Bridging (VCB) RTU License for additional nodes using the 3HE07942AA/BA Integrated Services Card (ISC). One (1) VCB Multidrop License (Additional Nodes) required for up each SAR-8/18 in the network using the ISC card beyond the 25 associated with the 3HE07354AN RTU- VCB License. Supports a maximum of 16 bridges per card with each bridge supporting 30 branches (E1) or 24 branches (T1). SW RTU license is intangible. Nothing physical is shipped. If a paper copy is required, a certificate document may be printed by following the process outlined in document code “SWSC-DEL-L4-10” found at http://libra.app.alcatel-lucent.com/ | 2000 | 35% | 1300
3HE07354AR | RTU – VPN Multicast license. One (1) OS License is required for each SAR in the network. | 1700 | 35% | 1105
3HE07357AA | Kit contains DIN rail bracket and hardware to mount the SAR-Hc to a DIN rail from the rear of the chassis. | 250 | 35% | 162.5
3HE07357AB | Kit contains DIN rail bracket and hardware to mount the SAR-Hc to a DIN rail from the side of the chassis. | 250 | 35% | 162.5
3HE07373AA | 7950 XRS-20 Top air flow deflector (plenum accessory) | 4500 | 35% | 2925
3HE07388AA | 7950 XRS-20 XCM Impedance Panel. Must be installed in each and every empty XCM slot. | 2700 | 35% | 1755
3HE07389AA | 7950 XRS-20 SFM and CPM Impedance Panel. Must be installed in each and every empty SFM slot and each empty CPM slot. | 2000 | 35% | 1300
3HE07390AA | 7950 XRS-20 XMA Impedance Panel. Must be installed in each and every empty XMA slot. | 1400 | 35% | 910
3HE07391AA | 7950 XRS-20 C-XMA Mechanical Adapter. (Spare) | 850 | 35% | 552.5
3HE07392AA | 7950 XRS-20 C-XMA Impedance Panel. (Spare) | 1300 | 35% | 845
3HE07440AB | 7750 SR12e Chassis Spare. Includes; 7750 SR12e Chassis & Fan Filter. | 85000 | 35% | 55250
3HE07442AA | 7750 SR-12e LUG KIT contains the following; #4AWG 1/4" with 0.625" spacing - Qty 18 | 1500 | 35% | 975
3HE07457AA | 7750 SR12e Air & APEQ Filter Qty 5 | 4000 | 35% | 2600
3HE07460AA | 7750 SR12e Accessory Kit Includes: Mounting Hardware, Wrist Strap, 6' Null Cable DB9F - DB9F | 550 | 35% | 357.5
3HE07463AA | SROS VPLS Service Right To Use License. A per system license. Allows the use of up to 64 VPLS service instances in one system (any mix of VPLS types). Not controlled by this license: Number of SAPs, queues, policers, RTU for EVPN in VPLS instances. | 20000 | 35% | 13000
3HE07464AA | SROS VPLS Service Right To Use License. A per system license. Allows the use of up to 512 VPLS service instances in one system (any mix of VPLS types). Not controlled by this license: Number of SAPs, queues, policers, RTU for EVPN in VPLS instances. | 30000 | 35% | 19500
3HE07465AA | SROS VPLS Service Right To Use License. A per system license. Allows the use of up to 2,000 VPLS service instances in one system (any mix of VPLS types). Not controlled by this license: Number of SAPs, queues, policers, RTU for EVPN in VPLS instances. | 40000 | 35% | 26000
3HE07466AA | SROS VLL Service Right To Use License. A per system license. Allows the use of up to 256 terminating VLL service instances in one system. This license also adds the RTU for support of full scale dynamic multi-segment pseudowire routing (stitching). The RTU for statically configured pseudowire switching is also included, and each static switched VLL counts towards the 256 VLL limit. Not controlled by this license: Number of SAPs, queues or policers, RTU for EVPN in VLL instances. | 20000 | 35% | 13000
3HE07467AA | SROS VLL Service Right To Use License. A per system license. Allows the use of up to 4,000 terminating VLL service instances in one system. This license also adds the RTU for support of full scale dynamic multi-segment pseudowire routing (stitching). The RTU for statically configured pseudowire switching is also included, and each static switched VLL counts towards the 4095 VLL limit. Not controlled by this license: Number of SAPs, queues or policers, RTU for EVPN in VLL instances. | 30000 | 35% | 19500
3HE07468AA | SROS VLL Service Right To Use License. A per system license. Allows the use of up to 32,000 terminating VLL service instances in one system. This license also adds the RTU for support of full scale dynamic multi-segment pseudowire routing (stitching). The RTU for statically configured pseudowire switching is also included, and each static switched VLL counts towards the 32767 VLL limit. Not controlled by this license: Number of SAPs, queues or policers, RTU for EVPN in VLL instances. | 40000 | 35% | 26000
3HE07469AA | SROS SAP Right To Use License. A per system license. Allows the use of up to 32767 SAPs across all services. Not controlled by this license: RTU for VLL,VPLS or VPRN service instances. | 5000 | 35% | 3250
3HE07470AA | 7950 XRS Advanced Peering Right To Use License. A per system license. Allows the use of Inter-AS support for unicast and multicast L2 and L3 services (actual services at the PE are licensed separately). Not controlled by this license: Number of VPRN, VPLS or VLL service instances. Prerequisites: No LSR Level C-XMAs or XMAs can be present in the system unless they have the associated ""LIC UP - LSR to IPCore"" license." | 20000 | 35% | 13000
3HE07471AA | 7950 XRS Advanced BGP Right To Use License. A per system license. Allows the use of the QPPB, FlowSpec and Policy Accounting features. Prerequisites: No LSR Level C-XMAs or XMAs can be present in the system unless they have the associated "LIC UP - LSR to IPCore" license. | 20000 | 35% | 13000
3HE07473AA | SROS basic cFlowd license. A per system license. Allows the use of all cFlowd functionality. | 20000 | 35% | 13000
3HE07475AA | 7950 XRS QoS Right To Use License. A per C-XMA/XMA license. Allows the use of up to 8191 ingress policers/queues (combined sum of policers plus queues) and up to 8191 egress policers/queues (combined sum of policers plus queues) on a C-XMA/XMA. QoS RTU license is tied to the specific C-XMA/XMA (tied to the serial number) for which it is purchased. | 150000 | 35% | 97500
3HE07476AA | C-XMA Right To Use License Upgrade from LSR to IPCore for 20-port 10GE SFP+ C-XMA. RTU license is tied to the specific C-XMA (tied to the serial number) for which it is purchased. | 300000 | 35% | 195000
3HE07477AA | C-XMA Right To Use License Upgrade from LSR to IPCore for 2-port 100GE CFP C-XMA. RTU license is tied to the specific C-XMA (tied to the serial number) for which it is purchased. | 325000 | 35% | 211250
3HE07479AA | XMA Right To Use License Upgrade from LSR to IPCore for 40-port 10GE SFP+ XMA. RTU license is tied to the specific XMA (tied to the serial number) for which it is purchased. | 550000 | 35% | 357500
3HE07481AA | XMA Right To Use License Upgrade from LSR to IPCore for 4-port 100GE XMA. RTU license is tied to the specific XMA (tied to the serial number) for which it is purchased. | 600000 | 35% | 390000
3HE07529AA | OSP cabinet 10/100/1000BT Ethernet surge protector, single line | 1270 | 35% | 825.5
3HE07592AA | SROS VLL Service Right To Use License. A per system license. Allows the use of up to 64,000 terminating VLL service instances in one system. This license also adds the RTU for support of full scale dynamic multi-segment pseudowire routing (stitching). The RTU for statically configured pseudowire switching is also included, and each static switched VLL counts towards the 65535 VLL limit. Not controlled by this license: Number of SAPs, queues or policers, RTU for EVPN in VLL instances. | 75000 | 35% | 48750
3HE07593AA | SROS 64K SAP Right To Use License. A per system license. Allows the use of up to 65535 SAPs across all services. Not controlled by this license: RTU for VLL,VPLS or VPRN service instances. | 35000 | 35% | 22750
3HE07594AA | 7950 XRS QoS Right To Use License. A per C-XMA/XMA license. Allows the use of up to 32767 ingress policers/queues (combined sum of policers plus queues) and up to 32767 egress policers/queues (combined sum of policers plus queues) on a C-XMA/XMA. QoS RTU license is tied to the specific C-XMA/XMA (tied to the serial number) for which it is purchased. | 250000 | 35% | 162500
3HE07595AA | 7950 XRS QoS Right To Use License. A per C-XMA/XMA license. Allows the use of all queues and policers that are available and supported on a particular C-XMA/XMA, subject to any h/w limitations on the C-XMA/XMA and any s/w limitations. QoS RTU license is tied to the specific C-XMA/XMA (tied to the serial number) for which it is purchased. | 375000 | 35% | 243750
3HE07614AA | 10Gb/s HD, environmentally hardened in IP65 rated, fan-less (-40°C to +65°C), with 5 GigE Ethernet ports (3 x SFP, 2 x RJ45). OS and other licenses sold separately. | 10500 | 35% | 6825
3HE07617AA | 10Gb/s HD, environmentally hardened in IP65 rated, fan-less (-40°C to +65°C), with 5 GigE Ethernet ports (3 x SFP, 2 x RJ45) and integrated GPS receiver and PoE+ port. OS and other licenses sold separately. | 14500 | 35% | 9425
3HE07645AA | SROS VPLS Service Right To Use License. A per system license. Allows the use of up to 8,000 VPLS service instances in one system (any mix of VPLS types). Not controlled by this license: Number of SAPs, queues, policers , RTU for EVPN in VPLS instances. | 75000 | 35% | 48750
3HE07671AA | OSP cabinet -48VDC incoming power surge protector, din rail mount. Min order Qty of 25 required on all orders. | 3500 | 35% | 2275
3HE07672AA | Bracket to hold up to 16 Ethernet surge protectors with ground wire, used with ALP-7705/7210 5RU cabinet. Min order Qty of 25 required on all orders | 1080 | 35% | 702
3HE07673AA | low profile 12 position Fiber splice tray and termination tray for ALP-7705/7210 5RU cabinet. Min order Qty of 10 required on all orders | 3060 | 35% | 1989
3HE07675AB | ALP-7705/7210 Cabinet battery Compartment to house batteries when the cabinet is fed with AC and the deployment requires battery hold up time. Min order Qty of 25 required on all orders | 5400 | 35% | 3510
3HE07676AA | battery cable kit to hook up batteries from the rectifier to the battery string. Min order Qty of 25 required on all orders | 1200 | 35% | 780
3HE07677AB | ALP-7705/7210 cabinet pole mount kit required when mounting the cabinet to a pole. Min order Qty of 10 required on all orders | 1200 | 35% | 780
3HE07678AA | ALP-7705/7210 5RU Cabinet concrete Pad mounting pour in place anchor plate. Used in conjunction with a concrete pad installations. Min order Qty of 25 required on all orders | 9700 | 35% | 6305
3HE07679AA | 10-position DC distribution / GMT fuse panel.Used with DC input power. Min order Qty of 10 required on all orders | 4000 | 35% | 2600
3HE07757AA | ACC - 7x50 Power Terminal Cover (2 pack).Only used on the SR-12 | 150 | 35% | 97.5
3HE07769AA | Kit contains brackets to wall mount or reverse rack mount a 7705 SAR-H. | 450 | 35% | 292.5
3HE07776AA | SROS Software license to enable use of IPsec Multi-Chassis Redundancy feature. This is a per system and per active ISA1 license. Multiple of these RTUs could be bought to match the total number of ISA1 that need IPsec Multi-Chassis Redundancy support. | 5000 | 35% | 3250
3HE07777AA | SROS Stateful Firewall License per 10Gbps. Per system and per active ISA license, or per network license. | 50000 | 35% | 32500
3HE07778AA | 7750 SR P-GW/GGSN AA Stateful Firewall License for 10,000 active Bearers/PDP Contexts. Per Network license. | 2000 | 35% | 1300
3HE07800AA | Mounting bracket kit for individual SAR-W mounting to pole/wall. Hardware not included. This unit may not be required in all installation scenarios. | 500 | 35% | 325
3HE07801AA | Ergonomic handles compatible with the SAR-W/Wx. Handles are removable/reusable. There are two handles per kit. | 175 | 35% | 113.75
3HE07803AA | 12m AC Power Cable for the SAR-W/Wx. | 400 | 35% | 260
3HE07804AA | Weather proof kit for termination of Ethernet copper cables on the SAR-W/Wx. Includes five (5) cable terminations per kit. Not suitable for fiber terminations. | 350 | 35% | 227.5
3HE07804BA | Weather proof flexible kit for termination of both Ethernet fiber/copper on the SAR-W/Wx. Includes five (5) cable terminations per kit. | 700 | 35% | 455
3HE07904AA | Accessory Kit - Dust Covers Qty 2 for CFP | 300 | 35% | 195
3HE07905AA | Accessory Kit - Dust Covers Qty 20 for SFP/SFP+ | 300 | 35% | 195
3HE07906AA | Accessory Kit - Dust Covers Qty 10 for XFP/QSFP+ | 300 | 35% | 195
3HE07907AA | Accessory Kit - Dust Covers Qty 10 for CXP | 300 | 35% | 195
3HE07928AA | 1-port 40GBase SR4 QSFP+ Optics Module, 100m, MMF, MPO Connector, RoHS 6/6 compliant, Digital Diagnostic Monitor (DDM) | 3000 | 35% | 1950
3HE07938AA | 4-port OC3/STM1 or 1-port OC12/STM4 Card, with support for clear channel or channelization down to DS1/E1. In the OC3/STM1 mode, each port can be independently configured for the different services and access/network. In access mode, each port must be configured for TDM. In network mode, each port must be configured for MLPPP or POS. This card is supported in both -48 VDC & +24 VDC systems. SFPs sold separately. | 29000 | 35% | 18850
3HE07939AA | SAR-O outdoor system for passive optical CWDM OADM of 4 wavelengths (1471/1491/1511/1531 nm) with an expansion port (including 1310 nm passthrough) over a dual fiber cable | 9500 | 35% | 6175
3HE07942AA | Application resource card. Requires purchase of application-specific RTU - MDDB LICENSE - 3HE07354AF, .RTU - MDDB LICENSE (ADDITIONAL NODES) -3HE07354AH This card is supported in both -48 VDC and +24 VDC systems | 4000 | 35% | 2600
3HE07942BA | Conformal Coated Variant of Application resource card. Requires purchase of application-specific RTU - MDDB LICENSE - 3HE07354AF, .RTU - MDDB LICENSE (ADDITIONAL NODES) -3HE07354AH This card is supported in both -48 VDC and +24 VDC systems | 6000 | 35% | 3900
3HE07943AA | 6 port ( 2 x 10G SFP+, 4 x 1G – SFP) Ethernet 10Gbps card. Optics ( SFP, SFP+ ) are sold separately. This card is supported in both -48 VDC and +24 VDC systems. | 14700 | 35% | 9555
3HE07943BA | Conformal Coated Variant of 6 port ( 2 x 10G SFP+, 4 x 1G – SFP) Ethernet 10Gbps card. Optics ( SFP, SFP+ ) are sold separately. This card is supported in both -48 VDC and +24 VDC systems. | 16000 | 35% | 10400
3HE07945AA | Kit contains bracket hardware for mounting the SAR-Hc to a panel from the rear of the chassis. | 250 | 35% | 162.5
3HE07945AB | Kit contains bracket hardware for mounting the SAR-Hc to a panel from the side of the chassis. | 250 | 35% | 162.5
3HE07954AA | SAR-8/18 card supporting an integrated GNSS receiver which can provide a PRC-traceable frequency, PRTC-traceable time of day clock and geographic location. It can be used in conjunction with integrated IEEE1588v2 for GM capabilities.-48/+24 VDC. | 6000 | 35% | 3900
3HE07955AA | SAR-H GPS Receiver Module plus Integrated and Distributed 1588v2 GrandMasters | 5000 | 35% | 3250
3HE07957AA | SAR-Wx Pole/Wall Mounting Bracket | 750 | 35% | 487.5
3HE07958AA | SAR-Wx Strand Mounting Bracket | 450 | 35% | 292.5
3HE07959AA | SAR-Wx GPS Antenna Mounting | 500 | 35% | 325
3HE07960AA | SAR-Wx 0.35m GPS Cable | 250 | 35% | 162.5
3HE07961AA | 1.0/2.3 DIN right-angle plug at SAR-H/8/18, 7/16 DIN straight plug towards antenna | 250 | 35% | 162.5
3HE07962AA | 1.0/2.3 DIN right-angle plug at SAR-H/8/18, N-type straight plug towards antenna | 250 | 35% | 162.5
3HE07979AA | 7950 XRS-20 XCM Impedance Panel Multi Pack Qty 5. Must be installed in each and every empty XCM slot. | 9000 | 35% | 5850
3HE08116AB | SYS - 7210 SAS-T 12F 10T 4XFP system includes; 2 GB CPU memory (1) Fan Tray, (10) 10/100/1000 TX + Accepts(12) 100/1000 SFP + (4) XFP(s). Does not include 7210 SAS Operating Software or usage licenses. | 6225 | 35% | 4046.25
3HE08117AB | SYS - 7210 SAS-T 12F 10T 4XFP Extended Temperature Range system includes; 2 GB CPU memory (1) Fan Tray, (10) 10/100/1000 TX + Accepts(12) 100/1000 SFP + (4) XFP(s). Does not include 7210 SAS Operating Software or usage licenses. | 8075 | 35% | 5248.75
3HE08151AA | CHAS - 7210 SAS-R6 CHASSIS SPARE | 5000 | 35% | 3250
3HE08152AA | FAN - 7210 SAS-R6 Fan Tray | 750 | 35% | 487.5
3HE08153AA | PEM - 7210 SAS-R6 -48V | 675 | 35% | 438.75
3HE08154AB | SF/CPM - 7210 SAS-R6 | 9375 | 35% | 6093.75
3HE08159AA | ACC - 7210 SAS-R IMM Impedance Panel | 90 | 35% | 58.5
3HE08166AA | ACC - 7210 SAS-R6 SF/CPM Impedance Panel | 120 | 35% | 78
3HE08167AA | ACC - 7210 SAS-R6 PEM Impedance Panel | 90 | 35% | 58.5
3HE08168AA | ACC - 7210 SAS-R6 Air Filter 5 pack | 1500 | 35% | 975
3HE08174AA | 7x50 10-port 10GE SFP+ + 20-ports GE SFP MultiCore CPU IMM. Provides 10 physical 10GE SFP+ port + 20 physical GE SFP ports. Full Service Routing Functionality, Full Queuing, hierarchical policing, IPv4/IPv6 routing services. Available upgrades/licenses: VPRN | 500000 | 35% | 325000
3HE08174BA | 7x50 10-port 10GE SFP+ + 20-ports GE SFP MultiCore CPU IMM. Provides 10 physical 10GE SFP+ port + 20 physical GE SFP ports. Includes "Layer-3 basic Queuing" IMM Software License/functionality for full IPv4/IPv6 routing services. Limited to 8 ingress and 8 egress queues per port. Does not include Hierarchical Policers. Available upgrades/licenses: VPRN, upgrade to L3HQ | 325000 | 35% | 211250
3HE08174CA | 7x50 10-port 10GE SFP+ + 20-ports GE SFP MultiCore CPU IMM. Provides 10 physical 10GE SFP+ port + 20 physical GE SFP ports. Includes "Layer-2 High Queuing" IMM Software License/functionality for full ESS functionality which includes the use of full queuing and policing with layer-2 services. Excludes use of multicast routing protocol or services, IPv6 routing services, VPRN services (including IPv4 and IPv6 VPNs), network interfaces when installed in a chassis running the above mentioned restricted services. Available upgrades/licenses: upgrade to L3HQ | 400000 | 35% | 260000
3HE08216AA | C-XMA Right To Use License Upgrade from LSR to IPCore for 6-port 40G C-XMA. RTU license is tied to the specific C-XMA (tied to the serial number) for which it is purchased. | 300000 | 35% | 195000
3HE08217AA | 1-port 100GBaseLR4 Low Power 10km CFP2 Optics Module, 10km, LC Connector, RoHS 6/6 compliant | 60000 | 35% | 39000
3HE08228AA | SROS IBN Res 10K Subs - Right to Use (RTU) required for Application Assurance IBN rules for in-browser notification (IBN) for wifi DSM subscribers. One (1) of these RTUs is required for every increment of 10,000 subscribers. Multiple instances may be applied to allow the desired scale. Per network license. | 10000 | 35% | 6500
3HE08279AA | OSP cabinet AC incoming power surge protector. Min order Qty of 10 required on all orders | 1500 | 35% | 975
3HE08279BA | OSP cabinet 24VDC incoming power surge protector, din rail mount.Min order Qty of 25 required on all orders. | 3250 | 35% | 2112.5
3HE08280AB | -48VDC OSP cabinet, with Heat Exchanger thermal system, for use with the 7210 SAS and 7705 SAR routers. AC compatible with AC to DC rectifier option. Min order Qty of 25 required on all orders | 17500 | 35% | 11375
3HE08281AA | Nuage Virtualized Services Directory (VSD) - Virtual Appliance Edition - Annual RTU License for a single (non-redundant) VSD instance Nuage VSD runs as a virtual machine (VM) on a server. Includes Software Release Subscription (SRS) | 17995 | 35% | 11696.75
3HE08283AA | Nuage Virtualized Services Controller (VSC) - Virtual Appliance Edition - Annual RTU License for a 1+1 redundant VSC instance Nuage VSC runs as a virtual machine (VM) on a dedicated server. Includes Software Release Subscription (SRS) | 7995 | 35% | 5196.75
3HE08284AA | Nuage VMware vSphere integration - RTU License per vCenter. License to use Nuage VSP with VMware vSphere. One integration license required per vCenter Instance. Nuage VMware vSphere Integration Provides: • VRS integration for activation of ESXi VMs into Nuage Networks • VRS Integration as an Agent on each ESXi Hypervisor (vSphere Solution) • Deployment Toolbox for easy provisioning and deployment of each VRS Agent • User Plugin on vCenter Client in order to ease the provisioning of the Nuage parameter on the Nuage VMs | 5995 | 35% | 3896.75
3HE08287DA | Nuage Virtualized Services Directory (VSD) Standalone - Virtual Appliance Edition - License for a single (non-redundant) VSD instance Nuage VSD runs as a virtual machine (VM) on a server. | 44995 | 35% | 29246.75
3HE08289DA | Nuage Virtualized Services Controller (VSC) - Virtual Appliance Edition - Includes RTU License for a 1+1 redundant VSC instance Nuage VSC runs as a VM within a dedicated server. | 19995 | 35% | 12996.75
3HE08312AA | 1-port 100GBase SR10 100 meter CFP2 Optics Module, MultiMode, MPO Connector, RoHS 6/6 compliant, 0/70C, Non-DDM Compliant | 35000 | 35% | 22750
3HE08313AA | 2-ports 1000BASE-BX10-U (Up-Stream) Bi-Directional (BiDi) Small Form-Factor Pluggable (SFP) Optics Module, Single Mode Fiber (SMF), 10km, TX:1310 nm, RX: 1490 nm, LC Connector, Digital Diagnostic Monitor (DDM), RoHS 6/6 compliant, -40/85C | 2700 | 35% | 1755
3HE08313BA | 2-ports 1000BASE-BX10-D (Down-Stream) Bi-Directional (BiDi) Small Form-Factor Pluggable (SFP) Optics Module, Single Mode Fiber (SMF), 10km, TX: 1490 nm, RX: 1310 nm, LC Connector, Digital Diagnostic Monitor (DDM), RoHS 6/6 Compliant, -40/85C | 2700 | 35% | 1755
3HE08314AA | 2-ports 1000BASE-BX40-U (Up-Stream) Bi-Directional (BiDi) Small Form-Factor Pluggable (SFP) Optics Module, Single Mode Fiber (SMF), 40km, TX:1310 nm, RX: 1490 nm, LC Connector, Digital Diagnostic Monitor (DDM), RoHS 6/6 compliant, -40/85C | 4500 | 35% | 2925
3HE08314BA | 2-ports 1000BASE-BX40-D (Down-Stream) Bi-Directional (BiDi) Small Form-Factor Pluggable (SFP) Optics Module, Single Mode Fiber (SMF), 40km, TX: 1490 nm, RX: 1310 nm, LC Connector, Digital Diagnostic Monitor (DDM), RoHS 6/6 Compliant, -40/85C | 4500 | 35% | 2925
3HE08362AF | SYS - 7210 SAS-T 12F 10T 4XFP DC system includes; 2 GB CPU memory (1) 3HE08116AB SYS - 7210 SAS-T 12F 10T 4XFP (1) 3HE06336AB PS - 7210 SAS-T/Mxp ETR +24V (200W) DC Does not include 7210 SAS Operating Software or usage licenses. | 7050 | 35% | 4582.5
3HE08362AG | SYS - 7210 SAS-T 12F 10T 4XFP AC system includes; 2 GB CPU memory, (1) 3HE08116AB SYS - 7210 SAS-T 12F 10T 4XFP (1) 3HE04414AB PS-7210 SAS Mxp/T AC PS (NON-ETR) 200 Watt Does not include 7210 SAS Operating Software or usage licenses. | 6475 | 35% | 4208.75
3HE08362AH | SYS - 7210 SAS-T 12F 10T 4XFP DC system includes; 2 GB CPU memory (1) 3HE08116AB SYS - 7210 SAS-T 12F 10T 4XFP (1) 3HE04415AB PS-7210 SAS Mxp/T DC -48V PS (NON-ETR) 200W Does not include 7210 SAS Operating Software or usage licenses. | 6750 | 35% | 4387.5
3HE08363AD | SYS - 7210 SAS-T 12F 10T 4XFP AC Extended Temperature Range system includes; 2 GB CPU memory (1) 3HE08117AB SYS -7210 SAS-T 12F 10T 4XFP ETR (1) 3HE05580AB 7210 SAS (200W) AC ETR Power supply Does not include 7210 SAS Operating Software or usage licenses. | 8600 | 35% | 5590
3HE08363AE | SYS - 7210 SAS-T 12F 10T 4XFP Extended Temperature Range DC system includes; 2 GB CPU memory (1) 3HE08117AB SYS -7210 SAS-T 12F 10T 4XFP ETR (1) 3HE05581AB 7210 SAS -48V (200W) DC ETR Power supply Does not include 7210 SAS Operating Software or usage licenses.. | 8700 | 35% | 5655
3HE08363AF | SYS - 7210 SAS-T 12F 10T 4XFP Extended Temperature Range DC system includes; 2 GB CPU memory (1) 3HE08117AB SYS -7210 SAS-T 12F 10T 4XFP ETR (1) 3HE06336AB PS - 7210 SAS-T/Mxp ETR +24V (200W) DC Does not include 7210 SAS Operating Software or usage licenses. | 8875 | 35% | 5768.75
3HE08364AG | SYS - 7210 SAS-T 12F 10T 4XFP AC system includes; 2 GB CPU memory (1) 3HE08116AB SYS - 7210 SAS-T 12F 10T 4XFP (1) 3HE04414AB PS-7210 SAS Mxp/T AC PS (NON-ETR) 200 Watt (1) 3HE00271AA CBL - AC PWR CBL 110V USA Does not include 7210 SAS Operating Software or usage licenses. | 6740 | 35% | 4381
3HE08364AH | SYS - 7210 SAS-T 12F 10T 4XFP AC system includes; 2 GB CPU memory (1) 3HE08116AB SYS - 7210 SAS-T 12F 10T 4XFP (1) 3HE04414AB PS-7210 SAS Mxp/T AC PS (NON-ETR) 200 Watt (1) 3HE00271AD CBL - AC PWR CBL 110V UK Does not include 7210 SAS Operating Software or usage licenses. | 6740 | 35% | 4381
3HE08364AJ | SYS - 7210 SAS-T 12F 10T 4XFP AC system includes; 2 GB CPU memory (1) 3HE08116AB SYS - 7210 SAS-T 12F 10T 4XFP (1) 3HE04414AB PS-7210 SAS Mxp/T AC PS (NON-ETR) 200 Watt (1) 3HE00271AC CBL - AC PWR CBL 110V EUR Does not include 7210 SAS Operating Software or usage licenses. | 6740 | 35% | 4381
3HE08365AD | SYS - 7210 SAS-T 12F 10T 4XFP AC Extended Temperature Range system includes; 2 GB CPU memory (1) 3HE08117AB SYS - 7210 SAS-T 12F 10T 4XFP (1) 3HE05580AB 7210 SAS (200W) AC ETR Power supply (1) 3HE00271AA CBL - AC PWR CBL 110V USA Does not include 7210 SAS Operating Software or usage licenses. | 8700 | 35% | 5655
3HE08365AE | SYS - 7210 SAS-T 12F 10T 4XFP AC Extended Temperature Range system includes; 2 GB CPU memory (1) 3HE08117AB SYS - 7210 SAS-T 12F 10T 4XFP (1) 3HE05580AB 7210 SAS (200W) AC ETR Power supply (1) 3HE00271AD CBL - AC PWR CBL 110V UK Does not include 7210 SAS Operating Software or usage licenses. | 8720 | 35% | 5668
3HE08365AF | SYS - 7210 SAS-T 12F 10T 4XFP AC Extended Temperature Range system includes; 2 GB CPU memory (1) 3HE08117AB SYS - 7210 SAS-T 12F 10T 4XFP (1) 3HE05580AB 7210 SAS (200W) AC ETR Power supply (1) 3HE00271AC CBL - AC PWR CBL 110V EUR Does not include 7210 SAS Operating Software or usage licenses. | 8720 | 35% | 5668
3HE08421AA | Spare - 7750 SR SFM5-12e | 110000 | 35% | 71500
3HE08422AA | 7750 SR12e - Mini-SFM5-12e - SFM functionality | 85000 | 35% | 55250
3HE08423AA | Spare - 7750 SR CPM5 | 60000 | 35% | 39000
3HE08428AA | Spare - 7750 SR SFM5-12 | 55000 | 35% | 35750
3HE08429AA | Spare - 7750 SR SFM5-7 | 35000 | 35% | 22750
3HE08430AA | Spare - SFM - 7450 ESS SFM5-12 | 55000 | 35% | 35750
3HE08431AA | Spare - SFM - 7450 ESS SFM5-7 | 35000 | 35% | 22750
3HE08432AA | Spare - CPM - 7450 ESS CPM5 | 60000 | 35% | 39000
3HE08505AA | 7950 XRS-20 Switch Fabric Module-B Stand Alone (SFM-X20S-B) - (Spare) | 65000 | 35% | 42250
3HE08534AA | 7705 SAR-X with 2x10GE SFP+, 12x1GE (4xCombo SFP/RJ45 + 8x1G SFP) & 8 T1/E1. Accepts Redundant DC Power Input (+24V/-48V). | 24550 | 35% | 15957.5
3HE08534BA | 7705 SAR-X (Conformal Coated Variant) with 2x10GE SFP+, 12x1GE(4xCombo SFP/RJ45 + 8x1G SFP) & 8 T1/E1. Accepts Redundant DC Power Input (+24V/-48V). | 25700 | 35% | 16705
3HE08590AA | Cable ASSM, QSFP+-to-QSFP+ Passive Direct Attach Cable (DAC), 1 meter length - package of 4 | 1800 | 35% | 1170
3HE08591AA | Cable ASSM, QSFP+-to-QSFP+ Passive Direct Attach Cable (DAC), 3 meter length - package of 4 | 2200 | 35% | 1430
3HE08592AA | Cable ASSM, QSFP+-to-QSFP+ Passive Direct Attach Cable (DAC), 7 meter length - package of 4 | 2600 | 35% | 1690
3HE08605AA | ACC - 7210 SAS E/M/T/Mxp DC-Power input connector 10 Pack | 120 | 35% | 78
3HE08607AA | RTU - SAR-H Basic IPSec license. Including Encryption Throughput of 150 Mbps and Maximum of 25 IPSec Tunnels. One (1) OS License is required for each SAR-H in the network. | 1500 | 35% | 975
3HE08607AB | RTU - SAR-H Upgrade IPSec license. Upgrade Basic IPSec license to Full IPSec license. One (1) OS License is required for each SAR-H in the network. | 2250 | 35% | 1462.5
3HE08607AC | RTU - SAR-H Full IPSec license. Including Maximum supported Encryption Throughput and Maximum supported IPSec Tunnels. One (1) OS License is required for each SAR-H in the network. | 3000 | 35% | 1950
3HE08607BA | RTU - SAR-Hc Basic IPSec license. Including Encryption Throughput of 150 Mbps and Maximum of 25 IPSec Tunnels. One (1) OS License is required for each SAR-Hc in the network. | 1500 | 35% | 975
3HE08607BB | RTU - SAR-Hc Upgrade IPSec license. Upgrade Basic IPSec license to Full IPSec license. One (1) OS License is required for each SAR-Hc in the network. | 2250 | 35% | 1462.5
3HE08607BC | RTU - SAR-Hc Full IPSec license. Including Maximum supported Encryption Throughput and Maximum supported IPSec Tunnels. One (1) OS License is required for each SAR-Hc in the network. | 3000 | 35% | 1950
3HE08607CA | RTU - SAR-W Basic IPSec license. Including Encryption Throughput of 150 Mbps and Maximum of 10 IPSec Tunnels. One (1) OS License is required for each SAR-W in the network. | 1500 | 35% | 975
3HE08607CB | RTU - SAR-W Upgrade IPSec license. Upgrade Basic IPSec license to Full IPSec license. One (1) OS License is required for each SAR-W in the network. | 2250 | 35% | 1462.5
3HE08607CC | RTU - SAR-W Full IPSec license. Including Maximum supported Encryption Throughput and Maximum supported IPSec Tunnels. One (1) OS License is required for each SAR-W in the network. | 3000 | 35% | 1950
3HE08607DA | RTU - SAR-Wx Basic IPSec license. Including Encryption Throughput of 150 Mbps and Maximum of 25 IPSec Tunnels. One (1) OS License is required for each SAR-Wx in the network. | 1500 | 35% | 975
3HE08607DB | RTU - SAR-Wx Upgrade IPSec license. Upgrade Basic IPSec license to Full IPSec license. One (1) OS License is required for each SAR-Wx in the network. | 2250 | 35% | 1462.5
3HE08607DC | RTU - SAR-Wx Full IPSec license. Including Maximum supported Encryption Throughput and Maximum supported IPSec Tunnels. One (1) OS License is required for each SAR-Wx in the network. | 3000 | 35% | 1950
3HE08607EA | RTU - SAR-8 Basic IPSec license. Including Encryption Throughput of 250 Mbps and Maximum of 50 IPSec Tunnels. One (1) OS License is required for each SAR-8 in the network. Note: Additional licenses (3HE09302AA, 3HE09302BA,3HE09302CA ) required to enable hardware encryption | 2300 | 35% | 1495
3HE08607EB | RTU - SAR-8 Upgrade IPSec license. Upgrade Basic IPSec license to Full IPSec license. One (1) OS License is required for each SAR-8 in the network. Note: Additional licenses (3HE09302AA, 3HE09302BA,3HE09302CA ) required to enable hardware encryption | 3430 | 35% | 2229.5
3HE08607EC | RTU - SAR-8 Full IPSec license. Including Maximum supported Encryption Throughput and Maximum supported IPSec Tunnels. One (1) OS License is required for each SAR-8 in the network. Note: Additional licenses (3HE09302AA, 3HE09302BA,3HE09302CA ) required to enable hardware encryption | 4500 | 35% | 2925
3HE08607FA | RTU - SAR-18 Basic IPSec license. Including Encryption Throughput of 500 Mbps and Maximum of 50 IPSec Tunnels. One (1) OS License is required for each SAR-18 in the network. Note: Additional licenses (3HE09302AA, 3HE09302BA,3HE09302CA ) required to enable hardware encryption | 3000 | 35% | 1950
3HE08607FB | RTU - SAR-18 Upgrade IPSec license. Upgrade Basic IPSec license to Full IPSec license. One (1) OS License is required for each SAR-18 in the network. Note: Additional licenses (3HE09302AA, 3HE09302BA,3HE09302CA ) required to enable hardware encryption | 4500 | 35% | 2925
3HE08607FC | RTU - SAR-18 Full IPSec license. Including Maximum supported Encryption Throughput and Maximum supported IPSec Tunnels. One (1) OS License is required for each SAR-18 in the network. Note: Additional licenses (3HE09302AA, 3HE09302BA,3HE09302CA ) required to enable hardware encryption | 6000 | 35% | 3900
3HE08607GA | RTU - SAR-X Basic IPSec license. Including Encryption Throughput of 150 Mbps and Maximum of 25 IPSec Tunnels. One (1) OS License is required for each SAR-X in the network. This SW RTU license is intangible. Nothing physical is shipped. If a paper copy is required, a certificate document may be printed by following the process outlined in document code “SWSC-DEL-L4-10” found at http://libra.app.alcatel-lucent.com/. | 2300 | 35% | 1495
3HE08607GB | RTU - SAR-X Upgrade IPSec license. Upgrade Basic IPSec license to Full IPSec license. One (1) OS License is required for each SAR-X in the network. This SW RTU license is intangible. Nothing physical is shipped. If a paper copy is required, a certificate document may be printed by following the process outlined in document code "SWSC-DEL-L4-10" found at http://libra.app.alcatel-lucent.com/. | 3430 | 35% | 2229.5
3HE08607GC | RTU - SAR-X Full IPSec license. Including Maximum supported Encryption Throughput and Maximum supported IPSec Tunnels. One (1) OS License is required for each SAR-X in the network. This SW RTU license is intangible. Nothing physical is shipped. If a paper copy is required, a certificate document may be printed by following the process outlined in document code “SWSC-DEL-L4-10” found at http://libra.app.alcatel-lucent.com/. | 4500 | 35% | 2925
3HE08607HA | RTU – SAR-Ax Basic IPSec license. Including Encryption Throughput of 150 Mbps and Maximum of 25 IPSec Tunnels. One (1) OS License is required for each SAR-Ax. This SW RTU license is intangible. Nothing physical is shipped. If a paper copy is required, a certificate document may be printed by following the process outlined in document code “SWSC-DEL-L4-10” found at http://libra.app.alcatel-lucent.com/. | 1500 | 35% | 975
3HE08607HB | RTU – SAR-Ax Upgrade IPSec license. Upgrade Basic IPSec license to Full IPSec license. One (1) OS License is required for each SAR-Ax. This SW RTU license is intangible. Nothing physical is shipped. If a paper copy is required, a certificate document may be printed by following the process outlined in document code “SWSC-DEL-L4-10” found at http://libra.app.alcatel-lucent.com/. | 2250 | 35% | 1462.5
3HE08607HC | RTU – SAR-Ax Full IPSec license. Including Maximum supported Encryption Throughput and Maximum supported IPSec Tunnels. One (1) OS License is required for each SAR-Ax. This SW RTU license is intangible. Nothing physical is shipped. If a paper copy is required, a certificate document may be printed by following the process outlined in document code “SWSC-DEL-L4-10” found at http://libra.app.alcatel-lucent.com/. | 3000 | 35% | 1950
3HE08607JA | RTU – SAR-Hm/Hmc IPSec license. Including maximum supported encryption throughput available on one SAR-Hm/Hmc. One (1) OS License is required for each SAR-Hm/Hmc in the network. | 400 | 35% | 260
3HE08632AA | 7950 XRS 4-port 100GE CFP2 XMA. Includes License for IPCore Feature set. Provides support for a total IP FIB size of up to 1M entries (IPv4+IPv6; actual maximum number of entries achievable depends on route distribution), a MAC FIB size of 128k entries, and 8 ingress + 8 egress user defined queues per physical port. | 890000 | 35% | 578500
3HE08632BA | 7950 XRS 4-port 100GE CFP2 XMA. Includes License for LSR Feature set. Provides support for a total IP FIB size of 64k (IPv4+IPv6), and 8 ingress + 8 egress user defined queues per physical port. | 400000 | 35% | 260000
3HE08703AA | SAR-Wx/W, 7450 ESS/7750 SR CPM5, XRS-16c/20/40 - CONSOLE CBL, 5 FT w RJ45 to DB9 adapter. | 100 | 35% | 65
3HE08898AA | BNDL - 7210 SAS-R6 (1) 3HE08151AA CHAS - 7210 SAS-R6 CHASSIS SPARE (1) 3HE08154AB SF/CPM - 7210 SAS-R6 (1) 3HE08166AA ACC - 7210 SAS-R6 SF/CPM Impedance Panel (1) 3HE08152AA FAN - 7210 SAS-R6 Fan Tray (2) 3HE08153AA PEM - 7210 SAS-R6 -48V (5) 3HE08159AA ACC - 7210 SAS-R IMM Impedance Panel | 16500 | 35% | 10725
3HE08961AA | 7950 XRS-20 FRONT PROTECTION PANEL | 11500 | 35% | 7475
3HE08996GA | OS – 7210 SAS-R Base OS License Release 20.X Base OS license. This is a per chassis license, valid for release 20.X. It provides the base OS and includes support for native and MPLS-based Ethernet services (e.g. VPLS and Epipe services) to operate 7210 SAS-R6 and 7210 SAS-R12 chassis.. It excludes the use of MPLS-TP and IP services (e.g. VPRNs and IES services). It must be also purchased for upgrade to release 20.X. One (1) Operating Software License is required for each 7210 SAS-R6 or 7210 SAS-R12 in the network. Includes two (2) 2GB Compact Flashes with the Operating Software. | 3500 | 35% | 2275
3HE08997AA | RTU – 7210 SAS-R IP Services License. This is a per chassis license and is required for each 7210 SAS-R6 and 7210 SAS-R12 chassis. It enables support of IP services (e.g. VPRN, IES and L3 VPNs using BGP 3107). | 2000 | 35% | 1300
3HE08998AA | RTU – 7210 SAS-R MPLS-TP Services License. This is a per chassis license and is required for each 7210 SAS-R6 and 7210 SAS-R12 chassis. It enables MPLS-TP based Ethernet services (i.e. Epipe services). | 1500 | 35% | 975
3HE08999AA | RTU – 7210 SAS-R PTP/1588 & Timing Interfaces License. This is a per chassis license and is required for each 7210 SAS-R6 and 7210 SAS-R12 chassis. It enables the following Timing interfaces and software – BITS, 1pps, 10MHz, ToD and PTP/1588. NOTE: SyncE is available with the base OS software license and does not require a separate license. | 1500 | 35% | 975
3HE09001AA | SFM - 7750 SR SFM5-12e + CPM5 Bundle includes: (1) 3HE08421AA - SFM - 7750 SR SFM5-12e (1) 3HE08423AA - CPM - 7750 SR CPM5 | 160000 | 35% | 104000
3HE09017AA | SROS Software license to enable 1K IPsec IKEv2 Remote-Access Tunnels. Per network license. | 1500 | 35% | 975
3HE09018AA | SROS Software license to enable 10K IPsec IKEv2 Remote-Access Tunnels. Per network license. | 12000 | 35% | 7800
3HE09022AA | SROS VPLS Service Right To Use License. A per system license. Allows the use of up to 40,000 VPLS service instances in one system (any mix of VPLS types). Not controlled by this license: Number of SAPs, queues, policers | 100000 | 35% | 65000
3HE09023AA | SROS VLL Service Right To Use License. A per system license. Allows the use of up to 192,000 terminating VLL service instances in one system. This license also adds the RTU for support of full scale dynamic multi-segment pseudowire routing (stitching). The RTU for statically configured pseudowire switching is also included, and each static switched VLL counts towards the 196607 VLL limit. Not controlled by this license: Number of SAPs, queues or policers, RTU for EVPN in VLL instances. | 100000 | 35% | 65000
3HE09024AA | SROS 256K SAP Right To Use License. A per system license. Allows the use of up to 262143 SAPs across all services. Not controlled by this license: RTU for VLL,VPLS or VPRN service instances. | 70000 | 35% | 45500
3HE09025AA | RTU - 7950 XRS Performance cFlowd license. A per system license. Allows the use of all cFlowd functionality with up to 1,500,000 cached flows and up to 2,500,000 pps total sampling performance. The maximum pps sampling performance and flow cache capacity can only be achieved when sampling is being performed on a variety of interfaces. | 40000 | 35% | 26000
3HE09026AA | RTU - 7950 XRS IP FIB Scaling license. A per system license. Allows the use of all IPv4 and IPv6 FIB entries that are achievable on the system subject to limitations imposed by the particular SR OS release deployed and the capabilities of the deployed hardware in the system. Prerequisites: No LSR Level C-XMAs or XMAs can be present in the system unless they have the associated "LIC UP - LSR to IPCore" license. | 30000 | 35% | 19500
3HE09027AA | RTU - 7950 XRS MAC FIB Scaling license. A per system license. Allows the use of all MAC FIB entries that are achievable on the system subject to limitations imposed by the particular SR OS release deployed and the capabilities of the deployed hardware in the system. Not controlled by this license: Number of VPLS service instances, number of SAPs. Prerequisites: No LSR Level C-XMAs or XMAs can be present in the system unless they have the associated "LIC UP - LSR to IPCore" license | 30000 | 35% | 19500
3HE09028AA | SROS Hybrid OpenFlow Switch license. A per system license. Allows configuration of Hybrid OpenFlow switch functionality for traffic steering subject to limitations imposed by the particular SROS release deployed and the capabilities of the deployed hardware in the system | 40000 | 35% | 26000
3HE09043AA | Nuage Professional Services, Covers all Professional Services for Nuage products (Nuage VCS, Nuage VNS, Nuage White Label, Nuage VSS). Includes Design, Integration, Audit & Migration services, Solutions Architecture, NMS/OSS Integration, Upgrade & Operational Consultation services, as well as onboarding to the Nuage VNS White label Service | See Comment field | 35% | #VALUE!
3HE09095AA | Rear attachable tray for SAR-A/SAR-Ax (3HE06797AA, 3HE06796AA, 3HE10329AA) designed to hold two 100W Power Supplies (3HE06972AB). | 750 | 35% | 487.5
3HE09116AA | ACC - 7210 R6 ETSI Cabinet & Cable Management bracket (This includes sufficient brackets to mount 1 Chassis) | 360 | 35% | 234
3HE09117AA | Multi-Service Integrated Services Module which could be used for AA, LNS, NAT, and Tunnel/IPsec applications | 160000 | 35% | 104000
3HE09118AA | Multi-Service Integrated Services Module which could be used for AA, BB (LNS, NAT), and Tunnel/IPsec applications (no Encryption) | 160000 | 35% | 104000
3HE09119AA | SROS Software license to enable use of IP Tunneling Applications (GRE, IP in IP) per 10Gbps capacity. Per network or per system and active ISA license. | 20000 | 35% | 13000
3HE09120AA | SROS NAT license for 12 Million bi-directional flows. This is a per system license. | 55000 | 35% | 35750
3HE09121AA | SROS NAT license for 24 Million bi-directional flows. This is a per system license. | 100000 | 35% | 65000
3HE09152AA | IMM - 7210 SAS-R-b 10SFP - 1SFP+ | 4750 | 35% | 3087.5
3HE09153AA | IMM - 7210 SAS-R-b 2SFP+ | 4250 | 35% | 2762.5
3HE09154AA | IMM - 7210 SAS-R-b 4SFP+ | 4950 | 35% | 3217.5
3HE09155AA | IMM - 7210 SAS-R-b 11SFP/22cSFP | 4250 | 35% | 2762.5
3HE09156AA | IMM - 7210 SAS-R-b 16TX | 4150 | 35% | 2697.5
3HE09157AA | ACC - 7210 SAS-R6 DC-Power input connector 10 Pack | 250 | 35% | 162.5
3HE09170AA | 6 port Ethernet Module ( 2xFE SFP ports, 4xGE (2xRJ.5, 2xCombo(SFP, RJ.5 ) for SAR-M with Poe/PoE+ capability. PoE RTU sold separately | 3300 | 35% | 2145
3HE09171AA | C-XMA Right To Use License Upgrade from LSR to IPCore for 72-port 1GE C-XMA. RTU license is tied to the specific C-XMA (tied to the serial number) for which it is purchased. | 250000 | 35% | 162500
3HE09180AA | SSF VSR-RR Route Reflector – Level 1 - Software Subscription Fee (SSF) that allows for the upgrade of the VSR-RR software to any currently available software releases, including new major releases, as long as the annual support contract is in effect. One (1) Level 1 SSF is required for each instance of the level 1 VSR-RR purchased. The SSF must be purchased at the time the VSR-RR license is purchased and must be renewed annually to retain access to new versions of the VSR-RR software. VSR-RR license is sold for the specified SROS release. Licenses for different releases must be purchased separately, unless covered by an SSF for VSR-RR | 18000 | 35% | 11700
3HE09181AA | SSF VSR-RR Route Reflector – Level 2 - Software Subscription Fee (SSF) that allows for the upgrade of the VSR-RR software to any currently available software releases, including new major releases, as long as the annual support contract is in effect. One (1) Level 2 SSF is required for each instance of the level 2 VSR-RR purchased. The SSF must be purchased at the time the VSR-RR license is purchased and must be renewed annually to retain access to new versions of the VSR-RR software. VSR-RR license is sold for the specified SROS release and is not covered by any other Nokia software support contract. Licenses for different releases must be purchased separately | 30000 | 35% | 19500
3HE09195AA | 7750 SR-a4 4-slot Chassis Spare (Includes Air Filter) | 16000 | 35% | 10400
3HE09196AA | 7750 SR-a8 8-slot Chassis Spare (Includes Air Filter) | 19000 | 35% | 12350
3HE09197AA | 7750 SR-a4 fan Tray Module Spare | 1700 | 35% | 1105
3HE09198AA | 7750 SR-a8 fan Tray Module Spare | 2300 | 35% | 1495
3HE09199AA | 7750 SR-a Family -48v DC Power Supply Unit. | 2700 | 35% | 1755
3HE09200AA | 7750 SR-a Family AC Power Supply Unit. Cables Purchased Separately. | 3200 | 35% | 2080
3HE09201AA | 7750 SR-a Control & Processor Module (CPM) with 6-core 800Mhz CPU and 4GB DRAM. | 9300 | 35% | 6045
3HE09201AB | 7750 SR-a Control & Processor Module (CPM) with 6-core 800Mhz CPU and 8GB DRAM. | 9750 | 35% | 6337.5
3HE09202AA | 7750 SR-a 100Gbps Input Output Module (IOM-a). Inlcudes License for Layer 3 with High Queuing (L3HQ) Features Set. | 66000 | 35% | 42900
3HE09202BA | 7750 SR-a 100Gbps Input Output Module (IOM-a). Inlcudes License for Layer 3 with Basic Queuing (L3BQ) Features Set. | 39000 | 35% | 25350
3HE09202CA | 7750 SR-a 100Gbps Input Output Module (IOM-a). Inlcudes License for Layer 2 with High Queuing (L2HQ) Features Set. | 23000 | 35% | 14950
3HE09204AA | 10-port 10GE SFP+ MDA-a XP for the 7750 SR-a family. Optics Module must be purchased separately. | 29000 | 35% | 18850
3HE09205AA | 2-port 10GE SFP+ and 12-port GE SFP Combo MDA-a for the 7750 SR-a family. Optics Module must be purchased separately. | 17200 | 35% | 11180
3HE09206AA | 20-port 10/100/1000 TX RJ45 MDA-a for the 7750 SR-a family. | 13600 | 35% | 8840
3HE09207AA | 22-port GE SFP/44-port GE cSFP MDA-a for the 7750 SR-a family. Optics Module must be purchased separately. | 17600 | 35% | 11440
3HE09240AA | 4-port 10GE SFP+ MDA-a For The 7750 SR-a Family. Optics Module must be purchased separately. | 16000 | 35% | 10400
3HE09242AA | DC BNDL - 7750 SR-a4. Non-Redundant Bundle Includes: (1) 3HE09195AA - CHAS - 7750 SR-a4 CHASSIS (Including filter), (1) 3HE09197AA - FAN - 7750 SR-a4 Fan Tray, (1) 3HE09199AA - PSU - 7750 SR-a DC -48v, (1) 3HE09201AA - CPM - 7750 SR-a, (4) 3HE09417AA - ACC - 7750 SR-a CPM/MDA Impedance Panels, (3) 3HE09419AA - ACC - 7750 SR-a PSU Impedance Panels. | 35000 | 35% | 22750
3HE09242AB | DC BNDL - 7750 SR-a4. Non-Redundant Bundle Includes: (1) 3HE09195AA CHAS - 7750 SR-a4 CHASSIS (Including filter), (1) 3HE09197AA FAN - 7750 SRa4 Fan Tray, (1) 3HE09199AA PSU - 7750 SR-a DC -48v, (1) 3HE09201AB CPM - 7750 SR-a CPM 8GB, (4) 3HE09417AA ACC - 7750 SR-a CPM/MDA Impedance Panels, (3) 3HE09419AA ACC - 7750 SR-a PSU Impedance Panels. | 35500 | 35% | 23075
3HE09243AA | AC BNDL - 7750 SR-a4. Non-Redundant Bundle Includes: (1) 3HE09195AA - CHAS - 7750 SR-a4 CHASSIS (Including filter), (1) 3HE09197AA - FAN - 7750 SR-a4 Fan Tray, (1) 3HE09200AA - PSU - 7750 SR-a AC, (1) 3HE09201AA - CPM - 7750 SR-a, (4) 3HE09417AA - ACC - 7750 SR-a CPM/MDA Impedance Panels, (3) 3HE09419AA - ACC - 7750 SR-a PSU Impedance Panels. | 35500 | 35% | 23075
3HE09243AB | AC BNDL - 7750 SR-a4. Non-Redundant Bundle Includes: (1) 3HE09195AA CHAS - 7750 SR-a4 CHASSIS (Including filter), (1) 3HE09197AA FAN - 7750 SRa4 Fan Tray, (1) 3HE09200AA PSU - 7750 SR-a AC, (1) 3HE09201AB CPM - 7750 SR-a CPM 8GB, (4) 3HE09417AA ACC - 7750 SR-a CPM/MDA Impedance Panels, (3) 3HE09419AA ACC - 7750 SR-a PSU Impedance Panels | 36000 | 35% | 23400
3HE09244AA | DC BNDL - 7750 SR-a8 Non-Redundant Bundle Includes; (1) 3HE09196AA - CHAS - 7750 SR-a8 CHASSIS (includes filter), (1) 3HE09198AA - FAN - 7750 SRa8 Fan Tray, (2) 3HE09199AA - PSU - 7750 SR-a DC -48V, (1) 3HE09201AA - CPM - 7750 SR-a, (8) 3HE09417AA - ACC - 7750 SR-a CPM/MDA Impedance Panels, (2) 3HE09418AA - ACC - 7750 SR-a PSU Impedance Panels, (1) 3HE09419AA - ACC - 7750 SR-a IOM Impedance Panel | 44000 | 35% | 28600
3HE09244AB | DC BNDL - 7750 SR-a8 Non-Redundant Bundle Includes; (1) 3HE09196AA CHAS - 7750 SR-a8 CHASSIS (includes filter), (1) 3HE09198AA FAN - 7750 SRa8 Fan Tray, (2) 3HE09199AA PSU - 7750 SR-a DC -48V, (1) 3HE09201AB CPM - 7750 SR-a CPM 8GB, (8) 3HE09417AA ACC - 7750 SR-a CPM/MDA Impedance Panels, (2) 3HE09418AA ACC - 7750 SR-a PSU Impedance Panels, (1) 3HE09419AA ACC - 7750 SR-a IOM Impedance Panel | 44500 | 35% | 28925
3HE09245AA | AC BNDL - 7750 SR-a8 Non-Redundant Bundle Includes: (1) 3HE09196AA - CHAS - 7750 SR-a8 CHASSIS (includes filter), (1) 3HE09198AA - FAN - 7750 SRa8 Fan Tray, (2) 3HE09200AA - PSU - 7750 SR-a -AC, (1) 3HE09201AA - CPM - 7750 SR-a, (8) 3HE09417AA - ACC - 7750 SR-a CPM/MDA Impedance Panels, (2) 3HE09418AA - ACC - 7750 SR-a PSU Impedance Panels, (1) 3HE09419AA - ACC - 7750 SR-a IOM Impedance Panel | 44500 | 35% | 28925
3HE09245AB | AC BNDL - 7750 SR-a8 Non-Redundant Bundle Includes: (1) 3HE09196AA CHAS - 7750 SR-a8 CHASSIS (includes filter), (1) 3HE09198AA FAN - 7750 SRa8 Fan Tray, (2) 3HE09200AA PSU - 7750 SR-a -AC, (1) 3HE09201AB CPM - 7750 SR-a CPM 8GB, (8) 3HE09417AA ACC - 7750 SR-a CPM/MDA Impedance Panels, (2) 3HE09418AA ACC - 7750 SR-a PSU Impedance Panels, (1) 3HE09419AA ACC - 7750 SR-a IOM Impedance Panel | 45000 | 35% | 29250
3HE09255AA | 1-port 100GBase-ER4 CFP2 (Dual rate 100GE and OTU4) Optics Module, 40km, LC Connector, RoHS 6/6 compliant, 0/70C | 140000 | 35% | 91000
3HE09257AA | 7705 SAR-X Air Filter Media replacement kit (10 pack) | 400 | 35% | 260
3HE09259AA | RTU - SAR-H Network Group Encryption license. Includes maximum supported network group encryption throughput available on one SAR-H node. One (1) OS License is required for each SAR-H in the network. This SW RTU license is intangible. Nothing physical is shipped. If a paper copy is required, a certificate document may be printed by following the process outlined in document code “SWSC-DEL-L4-10” found at http://libra.app.alcatel-lucent.com/. | 3500 | 35% | 2275
3HE09259BA | RTU - SAR-Hc Network Group Encryption license. Includes maximum supported network group encryption throughput available on one SAR-Hc node. One (1) OS License is required for each SAR-Hc in the network. This SW RTU license is intangible. Nothing physical is shipped. If a paper copy is required, a certificate document may be printed by following the process outlined in document code “SWSC-DEL-L4-10” found at http://libra.app.alcatel-lucent.com/. | 3500 | 35% | 2275
3HE09259CA | RTU - SAR-W Network Group Encryption license. Includes maximum supported network group encryption throughput available on one SAR-W node. One (1) OS License is required for each SAR-W in the network. This SW RTU license is intangible. Nothing physical is shipped. If a paper copy is required, a certificate document may be printed by following the process outlined in document code “SWSC-DEL-L4-10” found at http://libra.app.alcatel-lucent.com/. | 3500 | 35% | 2275
3HE09259DA | RTU - SAR-Wx Network Group Encryption license. Includes maximum supported network group encryption throughput available on one SAR-Wx node. One (1) OS License is required for each SAR-Wx in the network. | 3500 | 35% | 2275
3HE09259EA | RTU - SAR-8 Network Group Encryption license. Includes maximum supported network group encryption throughput available on one SAR-8 node. One (1) OS License is required for each SAR-8 in the network. This SW RTU license is intangible. Nothing physical is shipped. If a paper copy is required, a certificate document may be printed by following the process outlined in document code “SWSC-DEL-L4-10” found at http://libra.app.alcatel-lucent.com/. Note: Additional licenses (3HE09302AA, 3HE09302BA,3HE09302CA) are required to enable hardware encryption on the SAR-8. | 6000 | 35% | 3900
3HE09259FA | RTU - SAR-18 Network Group Encryption license. Includes maximum supported network group encryption throughput available on one SAR-18 node. One (1) OS License is required for each SAR-18 in the network. This SW RTU license is intangible. Nothing physical is shipped. If a paper copy is required, a certificate document may be printed by following the process outlined in document code “SWSC-DEL-L4-10” found at http://libra.app.alcatel-lucent.com/. Note: Additional licenses (3HE09302AA, 3HE09302BA,3HE09302CA ) are required to enable hardware encryption on the SAR-18. | 8000 | 35% | 5200
3HE09259GA | RTU - SAR-X Network Group Encryption license. Includes maximum supported network group encryption throughput available on one SAR-X node. One (1) OS License is required for each SAR-X in the network. This SW RTU license is intangible. Nothing physical is shipped. If a paper copy is required, a certificate document may be printed by following the process outlined in document code “SWSC-DEL-L4-10” found at http://libra.app.alcatel-lucent.com/. | 8000 | 35% | 5200
3HE09259HA | RTU - SAR-Ax Network Group Encryption license. Includes maximum supported network group encryption throughput available on one SAR-H node. One (1) OS License is required for each SAR-Ax in the network. This SW RTU license is intangible. Nothing physical is shipped. If a paper copy is required, a certificate document may be printed by following the process outlined in document code “SWSC-DEL-L4-10” found at http://libra.app.alcatel-lucent.com/ | 3500 | 35% | 2275
3HE09259JA | RTU - SAR-Hm/Hmc Network Group Encryption license. Includes maximum supported network group encryption throughput available on one SAR-Hm node. One (1) OS License is required for each SAR-Hm/Hmc in the network. | 450 | 35% | 292.5
3HE09259KA | ASL VSR Standard NGE 10Gbps - Application Software License (ASL) is required to enable up to 10Gbps (Full Duplex, for IMIX traffic distribution) of VSR Network Group Encryption (NGE) throughput. One (1) of these ASLs is required for every 10Gbps of NGE traffic required. Multiple instances may be applied to a single VSR to allow the desired throughput. | 20000 | 35% | 13000
3HE09260AA | 7750 SR SFM5-12 & CPM5, one (1) required per 7750 SR12 slot Shelf, up to two (2) per 7750 SR12 slot Shelf for CPU and fabric redundancy Bundle includes; (1) 3HE08428AA - SFM - 7750 SR SFM5-12 (1) 3HE08423AA - CPM - 7750 SR CPM5 | 104000 | 35% | 67600
3HE09261AA | 7750 SR SFM5-7 & CPM5, one (1) required per 7750 SR7 slot Shelf, up to two (2) per 7750 SR7 slot Shelf for CPU and fabric redundancy Bundle includes; (1) 3HE08429AA - SFM - 7750 SR SFM5-7 (1) 3HE08423AA - CPM - 7750 SR CPM5 | 54500 | 35% | 35425
3HE09262AA | 7450 ESS SFM5-12 & CPM5, one (1) required per 7450 ESS-12 slot Shelf, up to two (2) per 7450 ESS-12 slot Shelf for CPU and fabric redundancy Bundle includes; (1) 3HE08430AA - SFM - 7450 ESS SFM5-12 (1) 3HE08432AA - CPM - 7450 ESS CPM5 | 104000 | 35% | 67600
3HE09263AA | 7450 ESS-7 SFM5-7 & CPM5, one (1) required per 7450 ESS-7 slot Shelf, up to two (2) per 7450 ESS-7slot Shelf for CPU and fabric redundancy Bundle Includes: (1) 3HE08431AA - SFM - 7450 ESS SFM5-7 (1) 3HE08432AA - CPM - 7450 ESS CPM5 | 54500 | 35% | 35425
3HE09285AA | SROS Software license to enable use of the ISA2 for IPsec Tunneling Applications, this is a per system and per active ISA2 license. | 185000 | 35% | 120250
3HE09286AA | SROS Software license to enable use of IPsec Multi-Chassis Redundancy feature. This is a per system and per active ISA2 license. Multiple of these RTUs could be bought to match the total number of ISA2 that need IPsec Multi-Chassis Redundancy support. | 30000 | 35% | 19500
3HE09287AA | SROS Enhanced Subscriber Management (ESM) subscriber-host license for up to 256K subscriber-hosts. This is a per system license. Multiple of these RTUs could be bought to match the total number of subscribers targeted to be supported on the chassis. | 100000 | 35% | 65000
3HE09288AA | SROS Selective offload with single IP. This is a per system license. | 75000 | 35% | 48750
3HE09289AA | SROS WIFI-GW Inter-chass Redundancy. This is a per system license. | 25000 | 35% | 16250
3HE09290AA | SROS WIFI Migrant User Support. This is a per system license. | 25000 | 35% | 16250
3HE09291AA | SROS WIFI 256K migrant Users. This is a per system license. | 20000 | 35% | 13000
3HE09292AA | SROS WIFI 512K migrant Users. This is a per system license. | 40000 | 35% | 26000
3HE09293AA | SROS WIFI 1M migrant Users. This is a per system license. | 60000 | 35% | 39000
3HE09294AA | SROS WIFI 2M migrant Users. This is a per system license. | 80000 | 35% | 52000
3HE09295AA | SROS Distributed Subscriber Management (DSM) base license. This base DSM license is required for using the subscriber management features implemented on MS-ISA on 7750 platforms for IPoE subscribers. This is a per system license. | 20000 | 35% | 13000
3HE09296AA | SROS 64K DSM hosts.This is a per system license. | 25000 | 35% | 16250
3HE09297AA | SROS 128K DSM hosts. This is a per system license. | 50000 | 35% | 32500
3HE09298AA | SROS 256K DSM hosts. This is a per system license. | 85000 | 35% | 55250
3HE09299AA | SROS 512K DSM hosts. This is a per system license. | 170000 | 35% | 110500
3HE09300AA | SROS 1M DSM hosts. This is a per system license. | 350000 | 35% | 227500
3HE09301AA | SROS 2M DSM hosts. This is a per system license. | 700000 | 35% | 455000
3HE09302AA | Encryption LICENSE for 3HE06151AC 8 PORT GE SFP CARD V3. One (1) License needed per card performing packet encryption and/or decryption. This SW RTU license is intangible. Nothing physical is shipped. If a paper copy is required, a certificate document may be printed by following the process outlined in document code “SWSC-DEL-L4-10” found at http://libra.app.alcatel-lucent.com/. | 1500 | 35% | 975
3HE09302BA | Encryption LICENSE for 3HE06153AC 1 PORT 10GE / 10 PORT 1GE 10G-CARD V2. One (1) License needed per card performing packet encryption and/or decryption. This SW RTU license is intangible. Nothing physical is shipped. If a paper copy is required, a certificate document may be printed by following the process outlined in document code “SWSC-DEL-L4-10” found at http://libra.app.alcatel-lucent.com/. | 5000 | 35% | 3250
3HE09302CA | Encryption LICENSE for 3HE07943AA 2P 10GE+4P GE 10G ETH CARD. One (1) License needed per card performing packet encryption and/or decryption. This SW RTU license is intangible. Nothing physical is shipped. If a paper copy is required, a certificate document may be printed by following the process outlined in document code “SWSC-DEL-L4-10” found at http://libra.app.alcatel-lucent.com/. | 1500 | 35% | 975
3HE09303AA | Fast ETHERNET module supporting 4xRJ45 10/100 ethernet data ports . | 2500 | 35% | 1625
3HE09303BA | Conformal Coated Variant of Fast ETHERNET module supporting 4xRJ45 10/100 ethernet data ports . | 3350 | 35% | 2177.5
3HE09326AA | 1-port 10GBASE-SR Small Form-Factor Pluggable+ (SFP+) Optics Module, 850 nm, 26 to 300 meters, LC Connector, RoHS 6/6 compliant, -40/85C | 2995 | 35% | 1946.75
3HE09327AA | 1-port 10GBASE-LR Small Form-Factor Pluggable+ (SFP+) Optics Module, Single Mode Fiber (SMF), 10km, 1310 nm, LC Connector, Digital Diagnostic Monitor (DDM), RoHS 6/6 compliant, -40/85C | 3995 | 35% | 2596.75
3HE09328AA | 1-port 10GBASE-ER Small Form-Factor Pluggable+ (SFP+) Optics Module, Single Mode Fiber (SMF), 40km, 1550 nm, LC Connector, Digital Diagnostic Monitor (DDM), RoHS 6/6 compliant, -40/85C | 11995 | 35% | 7796.75
3HE09329AA | 1-port 10GBASE-ZR Small Form-Factor Pluggable (SFP+) Optics Module, Single Mode Fiber (SMF), 80km, 1550nm, LC Connector, Digital Diagnostic Monitor (DDM), RoHS 6/6 compliant, -40/85C | 19995 | 35% | 12996.75
3HE09407FA | ASL R16.0 VSIM Simulator - Application Software License (ASL) supporting the VSIM functionality. One (1) ASL is required for each VSIM system, independent of the number of virtual machines that form the system. The VSIM supports most functionality of all 7x50 router HW and is intended to be used to test new SROS functionality in a release and or to test deployment architectures in a lab setting. The VSIM is intended to be used as a lab tool only and should not be used in a production or customer facing role. The ASL allows a forwarding rate of 250 packets per second per interface. The VSIM product carries limited technical support and software defects should be replicated on a hardware based 7x50 node before a customer defect report can be opened. A unique software license key is required to operate each individual VSIM system. The VSIM license is sold for the specified SROS release and is not covered by any other Nokia software support contract. Licenses for different releases must be purchased separately | 5000 | 35% | 3250
3HE09407GA | ASL R19 VSIM Simulator - Application Software License (ASL) supporting the VSIM functionality. One (1) ASL is required for each VSIM system, independent of the number of virtual machines that form the system. The VSIM supports most functionality of all 7x50 router HW and is intended to be used to test new SROS functionality in a release and or to test deployment architectures in a lab setting. The VSIM is intended to be used as a lab tool only and should not be used in a production or customer facing role. The ASL allows a forwarding rate of 250 packets per second per interface. The VSIM product carries limited technical support and software defects should be replicated on a hardware based 7x50 node before a customer defect report can be opened. A unique software license key is required to operate each individual VSIM system. The VSIM license is sold for the specified SROS release and is not covered by any other Nokia software support contract. Licenses for different releases must be purchased separately | 5000 | 35% | 3250
3HE09407HA | ASL R20 VSIM Simulator - Application Software License (ASL) supporting the VSIM functionality. One (1) ASL is required for each VSIM system, independent of the number of virtual machines that form the system. The VSIM supports most functionality of all 7x50 router HW and is intended to be used to test new SROS functionality in a release and or to test deployment architectures in a lab setting. The VSIM is intended to be used as a lab tool only and should not be used in a production or customer facing role. The ASL allows a forwarding rate of 250 packets per second per interface. The VSIM product carries limited technical support and software defects should be replicated on a hardware based 7x50 node before a customer defect report can be opened. A unique software license key is required to operate each individual VSIM system. The VSIM license is sold for the specified SROS release and is not covered by any other Nokia software support contract. Licenses for different releases must be purchased separately | 5000 | 35% | 3250
3HE09411AA | ETHERNET CABLE WITH RJ.5 AND RJ-45 (6M) for use with 3HE10113AA | 150 | 35% | 97.5
3HE09411BA | ETHERNET CABLE WITH RJ.5 AND RJ-45 (20M) for use with 3HE10113AA | 400 | 35% | 260
3HE09411CA | ETHERNET CABLE WITH RJ.5 AND RJ-45 (50M) for use with 3HE10113AA | 900 | 35% | 585
3HE09417AA | 7750 SR-a Slot Filler/Imperdance Panel for unused CPM or MDA slots. | 800 | 35% | 520
3HE09418AA | 7750 SR-a Slot Filler/Imperdance Panel for unused IOM slots. | 900 | 35% | 585
3HE09419AA | 7750 SR-a Slot Filler/Imperdance Panel for unused PSU slots. | 800 | 35% | 520
3HE09420AA | 7750 SR-a4 Air Filter 5-Pack | 1200 | 35% | 780
3HE09421AA | ACC - 7750 SR-a8 AIR FILTER-5 pack | 1350 | 35% | 877.5
3HE09422AA | APEQ-DC-2200-2800 Power Equalizer Module | 9500 | 35% | 6175
3HE09423AA | APEQ-AC-3000 Power Equalizer Module | 9500 | 35% | 6175
3HE09425AA | 7210 SAS-K 2F2T1C Ethernet system includes: (1) 7210 SAS + AC Power Adapter (No AC power cable included), (2) 10/100/1000 TX + Accepts(2) 1000 SFP + 1 Combo, Does not include 7210 SAS Operating Software | 1400 | 35% | 910
3HE09426AA | 7210 SAS-K 2F2T1C Ethernet system Extended Temperature Range includes: (1) 7210 SAS-K Does not include a power supply, (2) 10/100/1000 TX + Accepts(2) 1000 SFP + 1 Combo, Does not include 7210 SAS Operating Software | 1900 | 35% | 1235
3HE09427AA | CHAS - 7210 SAS-R12 CHASSIS SPARE | 16350 | 35% | 10627.5
3HE09428AA | FAN - 7210 SAS-R12 Fan Tray | 3650 | 35% | 2372.5
3HE09429AA | PEM - 7210 SAS-R12 -48V | 1575 | 35% | 1023.75
3HE09430AA | SF/CPM - 7210 SAS-R12 | 14550 | 35% | 9457.5
3HE09431AA | PS 7210 SAS-R AC Power shelve | 1250 | 35% | 812.5
3HE09432AA | PS 7210 SAS-R AC Power modules | 1800 | 35% | 1170
3HE09434DA | Nuage Virtualized Services Directory (VSD) Cluster - Virtual Appliance Edition - Add-on license for a clustered (redundant) VSD instance. Requires VSD Standalone license purchase. | 67995 | 35% | 44196.75
3HE09435AA | Nuage Virtualized Services Directory (VSD) Cluster - Virtual Appliance Edition - Add-on licence for an annual RTU License for a (redundant) VSD cluster. Requires VSD (non-redundant) Standalone subscription. Nuage VSD runs as a virtual machine (VM) on a server. Includes Software Release Subscription (SRS) | 26995 | 35% | 17546.75
3HE09469DA | Nuage Virtual Routing and Switching Software License per server (upto 4x40GigE interface) with VMware ESXi. Features include Layer 2, Layer 3 Virtual Routing and Switching connectivity, and features such as dynamic routing protocols, federation of VSCs and policy and analytics (QoS, TCAs, service chaining, stateful ACLs, statistics and features requiring the Analytics Engine). | 16995 | 35% | 11046.75
3HE09479DA | Nuage Virtual Routing and Switching Software License per server (upto 4x40GigE interface) with KVM. Features include Layer 2, Layer 3 Virtual Routing and Switching connectivity, and features such as dynamic routing protocols, federation of VSCs and policy and analytics (QoS, TCAs, service chaining, stateful ACLs, statistics and features requiring the Analytics Engine). | 16995 | 35% | 11046.75
3HE09495DA | Nuage Virtual Routing and Switching Software Gateway License per server (upto 4x40GigE interface). Features include Layer 2, Layer 3 Virtual Routing and Switching connectivity, and features such as dynamic routing protocols, federation of VSCs and policy and analytics (QoS, TCAs, service chaining, stateful ACLs, statistics and features requiring the Analytics Engine). | 16995 | 35% | 11046.75
3HE09500AA | 1-port 100BASE-FX Small Form-Factor Pluggable (SFP) Optics Module, Multimode Fiber (SMF), 2 km, 1310 nm, LC Connector, Digital Diagnostic Monitor (DDM), RoHS 6/6 compliant, Extended Temperature -40/85C | 400 | 35% | 260
3HE09507FA | OS - 7210 SAS-T Release 20.X Base OS. This is a per chassis license, valid for release 20.XRx. It provides the base OS and includes support for native and MPLS-based Ethernet services (e.g. VPLS and Epipe services). It excludes the use of MPLS-TP and IP services (e.g. VPRNs and IES services). It must also be purchased to upgrade to release 20.X. Includes one (1) programmed 2GB Compact Flash cards with the Operating Software. | 900 | 35% | 585
3HE09540DA | Nuage Virtual Routing and Switching Software License per server (upto 4x10GigE interface) with VMware ESXi. Features include Layer 2, Layer 3 Virtual Routing and Switching connectivity, and features such as dynamic routing protocols, federation of VSCs and policy and analytics (QoS, TCAs, service chaining, stateful ACLs, statistics and features requiring the Analytics Engine). | 4895 | 35% | 3181.75
3HE09542DA | Nuage Virtual Routing and Switching Software License per server (upto 4x10GigE interface) with KVM. Features include Layer 2, Layer 3 Virtual Routing and Switching connectivity, and features such as dynamic routing protocols, federation of VSCs and policy and analytics (QoS, TCAs, service chaining, stateful ACLs, statistics and features requiring the Analytics Engine). | 4895 | 35% | 3181.75
3HE09546DA | Nuage Virtual Routing and Switching Software Gateway License per server (upto 4x10GigE interface) for Release 4.0. Features include Layer 2, Layer 3 Virtual Routing and Switching connectivity, and features such as dynamic routing protocols, federation of VSCs and policy and analytics (QoS, TCAs, service chaining, stateful ACLs, statistics and features requiring the Analytics Engine). | 4895 | 35% | 3181.75
3HE09548AA | Power Supply Unit (PSU) - 7750 SR-e -48V DC | 2700 | 35% | 1755
3HE09549AA | Power Supply Unit (PSU)PSU - 7750 SR-e AC PSU | 3200 | 35% | 2080
3HE09550WA | 7750 SR-a4/8 Release 16.0 Operating Software License. Notes: One (1) Operating Software License is required for each SR-a4 and SR-a8 in the network. Includes two (2) programmed 4GB Compact Flash cards with the Operating Software. | 5000 | 35% | 3250
3HE09551AA | License to upgrade a 3HE09202CA L2HQ IOM-a to a 3HE09202BA L3BQ Feature set. | 18000 | 35% | 11700
3HE09552AA | License to upgrade a 3HE09202BA L3BQ IOM-a to a 3HE09202AA L3HQ Feature set. | 29000 | 35% | 18850
3HE09553AA | License to upgrade a 3HE09202CA L2HQ IOM-a to a 3HE09202AA L3HQ Feature set. | 45000 | 35% | 29250
3HE09569AA | RTU – 7210 SAS-T IP Services License. This is a per chassis license. It enables support of IP services (e.g. VPRN, IES and L3 VPNs using BGP 3107). | 400 | 35% | 260
3HE09570AA | RTU – 7210 SAS-T MPLS-TP Services License. This is a per chassis license. It enables MPLS-TP based Ethernet services (i.e. Epipe services). | 400 | 35% | 260
3HE09571AA | RTU – 7210 SAS-T PTP/1588 & Timing Interfaces License. This is a per chassis license. It enables the following Timing interfaces and software – BITS, 1pps, 10MHz, ToD and PTP/1588. NOTE: SyncE is available with the base OS software license and does not require a separate license. | 400 | 35% | 260
3HE09577AA | ePDG Application Software License | 40000 | 35% | 26000
3HE09578AA | ePDG RTU LIC FOR 10K Bearers | 20000 | 35% | 13000
3HE09608AA | ACC - 7750/7705/7210 Vertical Rack Mount 300mm | 6950 | 35% | 4517.5
3HE09609AA | ACC - 7750/7705/7210 Cable Management Tray (Fits the vertical rack mount) | 2780 | 35% | 1807
3HE09648AA | 7750 SR IOM4-e Baseboard. Accepts up to 2 MDA-e Full Service Routing Functionality, Full Queuing, hierarchical policing, IPv4/IPv6 routing services. Available upgrades/licenses: VPRN | 422500 | 35% | 274625
3HE09648BA | 7750 SR IOM4-e Baseboard. Accepts up to 2 MDA-e Includes "Layer-3 basic Queuing" IMM Software License/functionality for full IPv4/IPv6 routing services. Limited to 8 ingress and 8 egress queues per port. Does not include Hierarchical Policers. Available upgrades/licenses: VPRN, upgrade to L3HQ | 125000 | 35% | 81250
3HE09648CA | 7750 SR IOM4-e Baseboard. Accepts up to 2 MDA-e Includes "Layer-2 High Queuing" IMM Software License/functionality for full ESS functionality which includes the use of full queuing and policing with layer-2 services. Excludes use of multicast routing protocol or services, IPv6 routing services, VPRN services (including IPv4 and IPv6 VPNs), network interfaces when installed in a chassis running the above mentioned restricted services. Available upgrades/licenses: upgrade to L3HQ | 250000 | 35% | 162500
3HE09649AA | 7750 SR 10-port 10GBASE MDA-e. Accepts ten (10) SFP+ 10GBase Optics Modules. | 145000 | 35% | 94250
3HE09697AA | Contracted Annual Software Release Subscription (SRS) for Nuage outside of NAR. Entitles customer to unlimited software upgrade licenses for one year. Annual contracts must be purchased against the total installed base for a given customer network or channel based on the perpetual license pricing. Contact local B&P team or IPD BD for more information. Customer must complete Export Control Doc. prior to release of any S/W. Part number for use on all orders outside of NAR. | Contact RBC's | 35% | #VALUE!
3HE09697AB | Same as 3HE09697AA. Part number for NAR Quote to cash (QTC) orders only. | Contact RBC's | 35% | #VALUE!
3HE09698AA | A mechanical Rack/Cabinet Mounting Kit for SAR-W and SAR-O. Can be used in 19 inch or 23 inch racks. | 810 | 35% | 526.5
3HE09704AA | PS 7210 SAS-R AC Power shelve impedance panel | 35 | 35% | 22.75
3HE09711DA | Nuage Virtualized Network Services (VNS) Network Services Software (Virtual) Gateway (NSG-V) Basic Router License 100Mbps Includes: - QoS functionality (ingress policing, egress shaping, classification and marking) - NSG Bootstrapping for activating NSGs through VSP - NSG Automation for centralized provisioning and management - Basic IP Routing and Internet Access support | 660 | 35% | 429
3HE09712DA | Nuage Virtualized Network Services (VNS) Network Services Software (Virtual) Gateway (NSG-V) Basic Router License 200Mbps Includes: - QoS functionality (ingress policing, egress shaping, classification and marking) - NSG Bootstrapping for activating NSGs through VSP - NSG Automation for centralized provisioning and management - Basic IP Routing and Internet Access support | 990 | 35% | 643.5
3HE09713DA | Nuage Virtualized Network Services (VNS) Network Services Software (Virtual) Gateway (NSG-V) Basic Router License 500Mbps Includes: - QoS functionality (ingress policing, egress shaping, classification and marking) - NSG Bootstrapping for activating NSGs through VSP - NSG Automation for centralized provisioning and management - Basic IP Routing and Internet Access support | 1650 | 35% | 1072.5
3HE09714DA | Nuage Virtualized Network Services (VNS) Network Services Software (Virtual) Gateway (NSG-V) Basic Router RTU License 1Gbps Includes: - QoS functionality (ingress policing, egress shaping, classification and marking) - NSG Bootstrapping for activating NSGs through VSP - NSG Automation for centralized provisioning and management - Basic IP Routing and Internet Access support | 3300 | 35% | 2145
3HE09715DA | Nuage Virtualized Network Services (VNS) Network Services Software (Virtual) Gateway (NSG-V) Basic Router RTU License 2Gbps Includes: - QoS functionality (ingress policing, egress shaping, classification and marking) - NSG Bootstrapping for activating NSGs through VSP - NSG Automation for centralized provisioning and management - Basic IP Routing and Internet Access support | 9900 | 35% | 6435
3HE09716DA | Nuage Virtualized Network Services (VNS) Network Services Software (Virtual) Gateway (NSG-V) Basic Router RTU License 10Gbps Includes: - QoS functionality (ingress policing, egress shaping, classification and marking) - NSG Bootstrapping for activating NSGs through VSP - NSG Automation for centralized provisioning and management - Basic IP Routing and Internet Access support | 11880 | 35% | 7722
3HE09717DA | Nuage Virtualized Network Services (VNS) Network Services Gateway (NSG) VPN Router License 100Mbps Includes: - VPN Router add-on for NSG Basic Router License - Enables L2VPN (Point-to-Point, Multipoint) services - Enables L3VPN services Requires the purchase of basic router license | 300 | 35% | 195
3HE09718DA | Nuage Virtualized Network Services (VNS) Network Services Gateway (NSG) VPN Router License 200Mbps Includes: - VPN Router add-on for NSG Basic Router License - Enables L2VPN (Point-to-Point, Multipoint) services - Enables L3VPN services Requires the purchase of basic router license | 450 | 35% | 292.5
3HE09719DA | Nuage Virtualized Network Services (VNS) Network Services Gateway (NSG) VPN Router License 500Mbps Includes: - VPN Router add-on for NSG Basic Router License - Enables L2VPN (Point-to-Point, Multipoint) services - Enables L3VPN services Requires the purchase of basic router license | 750 | 35% | 487.5
3HE09720DA | Nuage Virtualized Network Services (VNS) Network Services Gateway (NSG) VPN Router RTU License 1Gbps Includes: - VPN Router add-on for NSG Basic Router License - Enables L2VPN (Point-to-Point, Multipoint) services - Enables L3VPN services Requires the purchase of basic router license | 1500 | 35% | 975
3HE09721DA | Nuage Virtualized Network Services (VNS) Network Services Gateway (NSG) VPN Router RTU License 2Gbps Includes: - VPN Router add-on for NSG Basic Router License - Enables L2VPN (Point-to-Point, Multipoint) services - Enables L3VPN services Requires the purchase of basic router license | 4500 | 35% | 2925
3HE09722DA | Nuage Virtualized Network Services (VNS) Network Services Gateway (NSG) VPN Router RTU License 10Gbps Includes: - VPN Router add-on for NSG Basic Router License - Enables L2VPN (Point-to-Point, Multipoint) services - Enables L3VPN services Requires the purchase of basic router license | 5400 | 35% | 3510
3HE09723DA | Nuage Virtualized Network Services (VNS) Network Services Gateway (NSG) Access Control List (ACL) Right-To-Use 100Mbps | 55 | 35% | 35.75
3HE09724DA | Nuage Virtualized Network Services (VNS) Network Services Gateway (NSG) Access Control List (ACL) Right-To-Use 200Mbps | 85 | 35% | 55.25
3HE09725DA | Nuage Virtualized Network Services (VNS) Network Services Gateway (NSG) Access Control List (ACL) Right-To-Use 500Mbps | 140 | 35% | 91
3HE09726DA | Nuage Virtualized Network Services (VNS) Network Services Gateway (NSG) Access Control List (ACL) RTU License 1Gbps | 275 | 35% | 178.75
3HE09727DA | Nuage Virtualized Network Services (VNS) Network Services Gateway (NSG) Access Control List (ACL) RTU License 2Gbps | 825 | 35% | 536.25
3HE09728DA | Nuage Virtualized Network Services (VNS) Network Services Gateway (NSG) Access Control List (ACL) RTU License 10Gbps | 990 | 35% | 643.5
3HE09729DA | Nuage Virtualized Network Services (VNS) Network Services Gateway (NSG) Network Address Translation (NAT)/Port Address Translation (PAT) Right-To-Use 100Mbps Enables the use of 1:1 NAT and N:1 PAT on underlay addresses | 85 | 35% | 55.25
3HE09730DA | Nuage Virtualized Network Services (VNS) Network Services Gateway (NSG) Network Address Translation (NAT)/Port Address Translation (PAT) Right-To-Use 200Mbps Enables the use of 1:1 NAT and N:1 PAT on underlay addresses | 125 | 35% | 81.25
3HE09731DA | Nuage Virtualized Network Services (VNS) Network Services Gateway (NSG) Network Address Translation (NAT)/Port Address Translation (PAT) Right-To-Use 500Mbps Enables the use of 1:1 NAT and N:1 PAT on underlay addresses | 210 | 35% | 136.5
3HE09732DA | Nuage Virtualized Network Services (VNS) Network Services Gateway (NSG) Network Address Translation (NAT)/Port Address Translation (PAT) RTU License 1Gbps Enables the use of 1:1 NAT and N:1 PAT on underlay addresses | 415 | 35% | 269.75
3HE09733DA | Nuage Virtualized Network Services (VNS) Network Services Gateway (NSG) Network Address Translation (NAT)/Port Address Translation (PAT) RTU License 2Gbps Enables the use of 1:1 NAT and N:1 PAT on underlay addresses | 1240 | 35% | 806
3HE09734DA | Nuage Virtualized Network Services (VNS) Network Services Gateway (NSG) Network Address Translation (NAT)/Port Address Translation (PAT) RTU License 10Gbps Enables the use of 1:1 NAT and N:1 PAT on underlay addresses | 1485 | 35% | 965.25
3HE09735DA | Nuage Virtualized Network Services (VNS) Network Services Gateway (NSG) Business Intelligence Statistics Right-To-Use 100Mbps enables Application Performance Management, Network Performance Measurement, Usage Reporting and Statistics collection from NSGs for analytics purposes | 140 | 35% | 91
3HE09736DA | Nuage Virtualized Network Services (VNS) Network Services Gateway (NSG) Business Intelligence Statistics Right-To-Use 200Mbps enables Application Performance Management, Network Performance Measurement, Usage Reporting and Statistics collection from NSGs for analytics purposes | 210 | 35% | 136.5
3HE09737DA | "Nuage Virtualized Network Services (VNS) Network Services Gateway (NSG) Business Intelligence Statistics Right-To-Use 500Mbps enables Application Performance Management, Network Performance Measurement, Usage Reporting and Statistics collection from NSGs for analytics purposes" | 345 | 35% | 224.25
3HE09738DA | "Nuage Virtualized Network Services (VNS) Network Services Gateway (NSG) Business Intelligence Statistics RTU License 1Gbps enables Application Performance Management, Network Performance Measurement, Usage Reporting and Statistics collection from NSGs for analytics purposes" | 690 | 35% | 448.5
3HE09739DA | "Nuage Virtualized Network Services (VNS) Network Services Gateway (NSG) Business Intelligence Statistics RTU License 2Gbps enables Application Performance Management, Network Performance Measurement, Usage Reporting and Statistics collection from NSGs for analytics purposes" | 2065 | 35% | 1342.25
3HE09740DA | "Nuage Virtualized Network Services (VNS) Network Services Gateway (NSG) Business Intelligence Statistics RTU License 10Gbps enables Application Performance Management, Network Performance Measurement, Usage Reporting and Statistics collection from NSGs for analytics purposes" | 2475 | 35% | 1608.75
3HE09741DA | Nuage Virtualized Network Services (VNS) Network Services Gateway (NSG) Service Chaining Right-To-Use 100Mbps Enables service chaining from NSG-to-NSG or NSG-to-service delivery point such as a datacenter VRS, VRS-G, VSG, or other VNF. Requires the purchase of NSG VPN License | 140 | 35% | 91
3HE09742DA | Nuage Virtualized Network Services (VNS) Network Services Gateway (NSG) Service Chaining Right-To-Use 200Mbps Enables service chaining from NSG-to-NSG or NSG-to-service delivery point such as a datacenter VRS, VRS-G, VSG, or other VNF. Requires the purchase of NSG VPN License | 210 | 35% | 136.5
3HE09743DA | Nuage Virtualized Network Services (VNS) Network Services Gateway (NSG) Service Chaining Right-To-Use 500Mbps Enables service chaining from NSG-to-NSG or NSG-to-service delivery point such as a datacenter VRS, VRS-G, VSG, or other VNF. Requires the purchase of NSG VPN License | 345 | 35% | 224.25
3HE09744DA | Nuage Virtualized Network Services (VNS) Network Services Gateway (NSG) Service Chaining RTU License 1Gbps Enables service chaining from NSG-to-NSG or NSG-to-service delivery point such as a datacenter VRS, VRS-G, VSG, or other VNF. Requires the purchase of NSG VPN License | 690 | 35% | 448.5
3HE09745DA | Nuage Virtualized Network Services (VNS) Network Services Gateway (NSG) Service Chaining RTU License 2Gbps Enables service chaining from NSG-to-NSG or NSG-to-service delivery point such as a datacenter VRS, VRS-G, VSG, or other VNF. Requires the purchase of NSG VPN License | 2065 | 35% | 1342.25
3HE09746DA | Nuage Virtualized Network Services (VNS) Network Services Gateway (NSG) Service Chaining RTU License 10Gbps Enables service chaining from NSG-to-NSG or NSG-to-service delivery point such as a datacenter VRS, VRS-G, VSG, or other VNF. Requires the purchase of NSG VPN License | 2475 | 35% | 1608.75
3HE09747AA | RTU - SAR-8/18H/Hc/Wx/X Basic Firewall license. One (1) OS License is required for each SAR-8/18/H/Hc/Wx/X in the network. Note: additional hardware firewall RTU is needed for HW performing firewall functionality. | 2000 | 35% | 1300
3HE09747BA | Firewall LICENSE for 8 PORT GE SFP CARD (All versions). One (1) License needed per card performing Firewall functionality. Note: additional Basic SW firewall RTU is needed to enable firewall functionality. | 2000 | 35% | 1300
3HE09747BB | Hardware Firewall LICENSE for 2 PORT 10GE XFP CARD. One (1) License needed per card performing Firewall functionality. Note: additional Basic SW firewall RTU is needed to enable firewall functionality. | 2000 | 35% | 1300
3HE09747BC | Hardware Firewall LICENSE for Packet Microwave CARD. One (1) License needed per card performing Firewall functionality. Note: additional Basic SW firewall RTU is needed to enable firewall functionality. | 2000 | 35% | 1300
3HE09747BD | Hardware Firewall LICENSE for 1 PORT 10GE / 10 PORT 1GE 10G-CARD (All versions). One (1) License needed per card performing Firewall functionality. Note: additional Basic SW firewall RTU is needed to enable firewall functionality. | 6000 | 35% | 3900
3HE09747BE | Hardware Firewall LICENSE for 6 PORT 10GE CARD (3HE06789AA, 3HE06789BA). One (1) License needed per card performing Firewall functionality. Note: additional Basic SW firewall RTU is needed to enable firewall functionality. | 6000 | 35% | 3900
3HE09747CA | Hardware Firewall LICENSE for SAR-H. One (1) License needed per SAR-H performing Firewall functionality. Note: additional Basic SW firewall RTU is needed to enable firewall functionality.. | 2000 | 35% | 1300
3HE09747CB | Hardware Firewall LICENSE for SAR-Hc. One (1) License needed per SAR-Hc performing Firewall functionality. Note: additional Basic SW firewall RTU is needed to enable firewall functionality. | 2000 | 35% | 1300
3HE09747CC | Hardware Firewall LICENSE for SAR-Wx. One (1) License needed per SAR-Wx performing Firewall functionality. Note: additional Basic SW firewall RTU is needed to enable firewall functionality. | 2000 | 35% | 1300
3HE09747CD | Hardware Firewall LICENSE for SAR-X. One (1) License needed per SAR-X performing Firewall functionality. Note: additional Basic SW firewall RTU is needed to enable firewall functionality. | 6000 | 35% | 3900
3HE09747CE | Hardware Firewall LICENSE for SAR-Ax. One License needed per SAR-Ax performing Firewall functionality. Note: additional Basic SW firewall RTU is needed to enable firewall functionality. This SW RTU license is intangible. Nothing physical is shipped. If a paper copy is required, a certificate document may be printed by following the process outlined in document code “SWSC-DEL-L4-10” found at http://libra.app.alcatel-lucent.com/. | 2000 | 35% | 1300
3HE09749AA | ACC - 7210 SAS-K AC Non-ETR Power Cable - 5 pack - United States / Canada / South America | 150 | 35% | 97.5
3HE09749AB | ACC - 7210 SAS-K AC Non-ETR Power Cable - (1) - United States / Canada / South America | 120 | 35% | 78
3HE09750AA | ACC - 7210 SAS-K AC Non-ETR Power Cable - 5 pack - Continental Europe | 150 | 35% | 97.5
3HE09751AA | ACC - 7210 SAS-K AC Non-ETR Power Cable - 5 pack - United Kingdom / Hong Kong /Singapore | 200 | 35% | 130
3HE09752AA | PS - 7210 SAS-K AC Non-ETR Universal Power Supply - 5 pack Suits 7210 SAS-K 5 port device only | 375 | 35% | 243.75
3HE09752AB | PS - 7210 SAS-K AC Non-ETR Universal Power Supply - (1) Suits 7210 SAS-K 5 port device only | 180 | 35% | 117
3HE09879AA | 7950 XRS-20 main system honeycomb Air Filter assembly | 2600 | 35% | 1690
3HE09881AA | 7750 SR 1-port 100GBASE MDA-e. Accepts one (1) CFP2 100GBase Optic Module. | 185000 | 35% | 120250
3HE09904AA | ACC - Dust Cover - CFP2 (x4) | 300 | 35% | 195
3HE09905AA | ACC - Dust Cover - CFP4 (x10) | 300 | 35% | 195
3HE09914AB | ACC - 7210 SAS-K 2F2T1C & 2F4T6C rack mount, fits two side by side 7210 SAS-K5 or a single K12 and their AC power supply in a single RU 19" rack | 266 | 35% | 172.9
3HE09915AA | ACC - 7210 SAS-M/Mxp/T 19” rack mount (5 set pack) | 175 | 35% | 113.75
3HE09968AA | SROS URL Filter Res 10k Subs - Right to Use (RTU) required for Application Assurance local list URL filtering for residential (ESM or transit-AA) subscribers. One (1) of these RTUs is required for URL filtering for every increment of 10,000 subscribers.s. Multiple instances may be applied to allow the desired scale. Per Network license. | 10000 | 35% | 6500
3HE09969AA | SROS URL Filter 10 Gbps - Right to Use (RTU) required for Application Assurance local list URL filtering for aggregate traffic without subscriber context. One (1) of these RTUs is required for URL filtering on every increment of 10 Gbps traffic. Required only if the per-subscriber URL filter RTU is not purchased. Multiple instances may be applied to allow the desired scale. Per Network license. | 10000 | 35% | 6500
3HE09970AA | RTU MGW AA URL Filter 10k Subs - Right to Use (RTU) required for Application Assurance local list URL filtering for subscribers. One (1) of these RTUs is required for URL filtering for every increment of 10,000 subscribers, in addition to AA identification and control RTUs. Multiple instances may be applied to allow the desired scale. Per Network license. | 1000 | 35% | 650
3HE09976AA | Compact Flash dust cover for the SF/CPM2/3/4 for cf1 & cf2 slots, 10 pack | 950 | 35% | 617.5
3HE09977AA | Compact Flash dust cover for the CPM5 10 pack | 950 | 35% | 617.5
3HE09978AA | Compact Flash cover for CPM-a 10pkg | 950 | 35% | 617.5
3HE09980AA | SROS URL Filter Wifi 10k Subs - Right to Use (RTU) required for Application Assurance local list URL filtering for Wifi DSM subscribers. One (1) of these RTUs is required for URL filtering for every increment of 10,000 subscribers. Multiple instances may be applied to allow the desired scale. Per Network license. | 2500 | 35% | 1625
3HE10016AA | RTU - Enable FEC/G.709 support per 6x10GE, 10x10GE or 1x100GE MDA-e | 35000 | 35% | 22750
3HE10017AA | RTU AA ICAP Control Res 10k Subs - Right to Use (RTU) required for Application Assurance ICAP session control for residential (ESM and transit-AA) subscribers. One (1) of these RTUs is required for every increment of 10,000 subscribers. Multiple instances may be applied to allow the desired scale. Per Network license. | 100000 | 35% | 65000
3HE10018AA | SROS ID and CTL Wifi 10k Subs - Right to Use (RTU) required for Application Assurance traffic identification and control for wifi DSM subscribers. One (1) of these RTUs is required for every increment of 10,000 subscribers. Multiple instances may be applied to a single VSR to allow the desired scale. | 10000 | 35% | 6500
3HE10019AA | SROS IBN Wifi 10K Subs - Right to Use (RTU) required for Application Assurance IBN rules for in-browser notification (IBN) for wifi DSM subscribers. One (1) of these RTUs is required for every increment of 10,000 subscribers. Multiple instances may be applied to allow the desired scale. Per Network license. | 2500 | 35% | 1625
3HE10020AA | SROS 3M DSM hosts. This is a per system license. | 1000000 | 35% | 650000
3HE10021AA | SROS 4M DSM hosts. This is a per system license. | 1400000 | 35% | 910000
3HE10022AA | SROS 5M DSM hosts. This is a per system license. | 1750000 | 35% | 1137500
3HE10023AA | SROS 6M DSM hosts. This is a per system license. | 2100000 | 35% | 1365000
3HE10024AA | RTU MGW IBN 10K Subs - Right to Use (RTU) required for Application Assurance IBN rules for in-browser notification (IBN) for subscribers. One (1) of these RTUs is required for every increment of 10,000 subscribers. Multiple instances may be applied to allow the desired scale. Per Network license. | 1000 | 35% | 650
3HE10025AA | RTU MGW AA ICAP Control 10k Subs - Right to Use (RTU) required for Application Assurance ICAP session control for subscribers. One (1) of these RTUs is required for every increment of 10,000 subscribers. Multiple instances may be applied to allow the desired scale. Per Network license. | 20000 | 35% | 13000
3HE10026AA | RTU MGW AA RTP Perf 10k Subs - Right to Use (RTU) required for Application Assurance RTP Performance Measurement, including enable RTP Performance license. One (1) of these RTUs is required for every increment of 10,000 subscribers undergoing RTP performance measurement. Multiple instances may be applied to allow the desired scale. Per Network license. | 12500 | 35% | 8125
3HE10028AA | ACC - 7210 SAS-K 2F4T6C ETR wall mount, fits one 7210 SAS-K 2F4T6C ETR and its power supplies | 375 | 35% | 243.75
3HE10029AA | PS - 7210 SAS-K (5) ETR AC power supply (Can also be used in the 7210 SAS-K Non-ETR) | 350 | 35% | 227.5
3HE10030AA | PS - 7210 SAS-K (5) ETR -48V DC power supply (Can also be used in the 7210 SAS-K Non-ETR) | 360 | 35% | 234
3HE10040AA | Includes a single 6 ft (1.8M) long AC ETR auto-Lock Power Cord (NEMA 5-15P to IEC 320-C13). Can be used for North American deployments with SAR-X or SAR-H. | 275 | 35% | 178.75
3HE10041AA | Includes a single 8.2 ft (2.5M) long AC ETR auto-Lock Power Cord (Schuko CEE 7/7 to IEC 320-C13). Can be used for European deployments with SAR-X or SAR-H. | 275 | 35% | 178.75
3HE10075AB | SYS - 7210 SAS-Mxp 22F 2C 4SFP+ system includes; 2 GB CPU memory (1) Fan Tray, Accepts (22) 100/1000 SFP + (2) Combo ports + (4) SFP+ Does not include 7210 SAS Operating Software or usage licenses. | 11000 | 35% | 7150
3HE10076AB | SYS - 7210 SAS-Mxp 22F 2C 4SFP+ Extended Temperature Range system includes; 2 GB CPU memory, (1) Fan Tray, Accepts(22) 100/1000 SFP + (2) Combo ports + (4) SFP+ Does not include 7210 SAS Operating Software or usage licenses. | 16000 | 35% | 10400
3HE10076BB | SYS - 7210 SAS-Mxp 22F 2C 4SFP+ Extended Temperature Range, Conformal Coated system includes; 2 GB CPU memory, (1) Fan Tray, Accepts(22) 100/1000 SFP + (2) Combo ports + (4) SFP+ Does not include 7210 SAS Operating Software or usage licenses. Must be used with Conformal Coated Power Supply to maximize benefit of CC. | 17000 | 35% | 11050
3HE10113AA | 2-port 10/100/1000BASE-T Compact Small Form-Factor Pluggable (SFP) Copper Module, Cat5, RJ.5 Connector, RoHS 6/6 compliant. | 680 | 35% | 442
3HE10114AA | ACC 7750 SR-12e AC bezel | 1750 | 35% | 1137.5
3HE10199AA | 1-port OC-3/STM-1 SFP ,OC-3/STM-1 TSOP over GE, IR-1 / I-1, Single Mode Fiber (SMF), 15-21km, 1310 nm, LC Connector, Digital Diagnostic Monitor (DDM), RoHS 6/6 compliant, Extended Temperature -40/85C | 10800 | 35% | 7020
3HE10202AA | 1-port OC-12/STM-4 SFP ,OC-12/STM-4 TSOP over GE, IR-1 / I-1, Single Mode Fiber (SMF), 15-21km, 1310 nm, LC Connector, Digital Diagnostic Monitor (DDM), RoHS 6/6 compliant, Extended Temperature -40/85C | 12800 | 35% | 8320
3HE10212AA | SROS ICAP Control Wifi 10k Subs - Right to Use (RTU) required for Application Assurance ICAP session control for Wifi DSM subscribers. One (1) of these RTUs is required for every increment of 10,000 subscribers. Multiple instances may be applied to allow the desired scale. Per Network license. | 10000 | 35% | 6500
3HE10218GA | OS - 7210 SAS-K 2F1C2T, Release 20.X Base OS license / Native Ethernet L2 VPNs license. This license is required for both ETR and non-ETR variants. This is a per chassis license valid for release 20.X. It provides the Base OS and includes support for native Ethernet services (e.g. Layer-2 VPLS and Epipe services). It also includes support for syncE and PTP. It must also be purchased for upgrade to release 20.X. It will shipped on a SD Card. | 225 | 35% | 146.25
3HE10219AA | PS - 7210 SAS-K (5) ETR +24V DC power supply (Can also be used in the 7210 SAS-K Non-ETR) | 400 | 35% | 260
3HE10275AA | 7950 XRS-20 pwr stud repair kit to replace broken studs in the rear power panel. Includes tool to remove studs and two (different sizes ) replacement studs. This kit is compatible with the SR-12e chassis for power stud replacement. | 650 | 35% | 422.5
3HE10295AA | ACC - 7750 SR-e CCM-e Impedance Panel Qty 1 | 700 | 35% | 455
3HE10296AA | ACC - 7750 SR-e CPM-e Impedance Panel Qty 1 | 800 | 35% | 520
3HE10297AA | ACC - 7750 SR-e IOM-e Impedance Panel Qty 1 | 900 | 35% | 585
3HE10298AA | ACC - 7750 SR-1e Air Filters (5 pack) | 1900 | 35% | 1235
3HE10299AA | ACC - 7750 SR-2e Air Filters (5 pack) | 2100 | 35% | 1365
3HE10300AA | ACC - 7750 SR-3e Air Filters (5 pack) | 2500 | 35% | 1625
3HE10301AA | 7750 SR-1e Chassis Spare. Includes; 7750 SR-1e Chassis & Fan Filter | 31000 | 35% | 20150
3HE10302AA | 7750 SR-2e Chassis Spare. Includes; 7750 SR-2e Chassis & Fan Filter | 35000 | 35% | 22750
3HE10303AA | 7750 SR-3e Chassis Spare. Includes; 7750 SR-3e Chassis & Fan Filter | 37000 | 35% | 24050
3HE10304AA | FAN - 7750 SR-1e Fan Tray | 7200 | 35% | 4680
3HE10305AA | FAN - 7750 SR-2e Fan Tray | 7900 | 35% | 5135
3HE10306AA | FAN - 7750 SR-3e Fan Tray | 8900 | 35% | 5785
3HE10309AA | CCM - 7750 SR-e CCM-e | 5000 | 35% | 3250
3HE10310AA | CPM - 7750 SR-e CPM-e | 45000 | 35% | 29250
3HE10311AA | 7750 SR IOM-e Baseboard. Full Service Routing Functionality, Full Queuing, hierarchical policing, IPv4/IPv6 routing services. Available upgrades/licenses: VPRN | 198000 | 35% | 128700
3HE10311BA | 7750 SR IOM-e Baseboard. Includes "Layer-2 High Queuing" IMM Software License/functionality for full ESS functionality which includes the use of full queuing and policing with layer-2 services. Excludes use of multicast routing protocol or services, IPv6 routing services, VPRN services (including IPv4 and IPv6 VPNs), network interfaces when installed in a chassis running the above mentioned restricted services. Available upgrades/licenses: upgrade to L3HQ. | 117000 | 35% | 76050
3HE10311CA | 7750 SR IOM-e Baseboard. Includes "Layer-3 basic Queuing" IMM Software License/functionality for full IPv4/IPv6 routing services. Limited to 8 ingress and 8 egress queues per port. Does not include Hierarchical Policers. Available upgrades/licenses: VPRN, upgrade to L3HQ | 69000 | 35% | 44850
3HE10312AA | ACC - MDA-e & MDA-e-XP Impedance Panel Qty 1 | 700 | 35% | 455
3HE10328AA | 7210 SAS-Sx SONET/SDH satellite system can be configured as a 4-port OC3/STM1 or 1-port OC12/STM4, with support for channelization to DS1/E1. The system is managed by the 7750 SR host to provide TDM services on access. | 30000 | 35% | 19500
3HE10329AA | 1RU SAR-Ax with redundant DC power feeds (-48V/+24V), 12x1GE ( 4 RJ45/SFP combo, 8 SFP) ports and an integrated GNSS. It supports built-in Control/Switch functionality. OS and other licenses sold separately. | 12500 | 35% | 8125
3HE10338AA | Includes two CPX Modules and one 19 inch 1RU CPX chassis to hold up to 8 CPX modules. The SPD kit is required to meet IEEE1613/IEC61850-3 surge requirements on SAR-18 and SAR-8 | 2300 | 35% | 1495
3HE10339AA | CPX Defender module designed to fit in the CPX 1 RU Chassis, with 3 mode protection. | 650 | 35% | 422.5
3HE10365CA | 1-port 10GBASE CWDM Small Form-Factor Pluggable (SFP+) Optics Module, Single Mode Fiber (SMF), 70km, 1471 nm, LC Connector, Digital Diagnostic Monitor (DDM), RoHS 6/6 compliant. | 19995 | 35% | 12996.75
3HE10365CB | 1-port 10GBASE CWDM Small Form-Factor Pluggable (SFP+) Optics Module, Single Mode Fiber (SMF), 70km, 1491 nm, LC Connector, Digital Diagnostic Monitor (DDM), RoHS 6/6 compliant. | 19995 | 35% | 12996.75
3HE10365CC | 1-port 10GBASE CWDM Small Form-Factor Pluggable (SFP+) Optics Module, Single Mode Fiber (SMF), 70km, 1511 nm, LC Connector, Digital Diagnostic Monitor (DDM), RoHS 6/6 compliant. | 19995 | 35% | 12996.75
3HE10365CD | 1-port 10GBASE CWDM Small Form-Factor Pluggable (SFP+) Optics Module, Single Mode Fiber (SMF), 70km, 1531 nm, LC Connector, Digital Diagnostic Monitor (DDM), RoHS 6/6 compliant. | 19995 | 35% | 12996.75
3HE10365CE | 1-port 10GBASE CWDM Small Form-Factor Pluggable (SFP+) Optics Module, Single Mode Fiber (SMF), 70km, 1551 nm, LC Connector, Digital Diagnostic Monitor (DDM), RoHS 6/6 compliant. | 19995 | 35% | 12996.75
3HE10365CF | 1-port 10GBASE CWDM Small Form-Factor Pluggable (SFP+) Optics Module, Single Mode Fiber (SMF), 70km, 1571 nm, LC Connector, Digital Diagnostic Monitor (DDM), RoHS 6/6 compliant. | 19995 | 35% | 12996.75
3HE10365CG | 1-port 10GBASE CWDM Small Form-Factor Pluggable (SFP+) Optics Module, Single Mode Fiber (SMF), 70km, 1591 nm, LC Connector, Digital Diagnostic Monitor (DDM), RoHS 6/6 compliant. | 19995 | 35% | 12996.75
3HE10365CH | 1-port 10GBASE CWDM Small Form-Factor Pluggable (SFP+) Optics Module, Single Mode Fiber (SMF), 70km, 1611 nm, LC Connector, Digital Diagnostic Monitor (DDM), RoHS 6/6 compliant. | 19995 | 35% | 12996.75
3HE10413AF | SYS - 7210 SAS-Mxp 22F 2C 4SFP+ System includes; 2 GB CPU memory (1) 3HE10075AB SYS-7210 SAS-Mxp 22F2C4SFP+ (1) 3HE06336AB 7210 SAS-M/T/Mxp ETR +24V (200W) DC Power Supply Does not include 7210 SAS Operating Software or usage licenses. | 11950 | 35% | 7767.5
3HE10413AG | SYS - 7210 SAS-Mxp 22F 2C 4SFP+ AC system includes; 2 GB CPU memory (1) 3HE10075AB SYS-7210 SAS-Mxp 22F2C4SFP+ (1) 3HE04414AB PS-7210 SAS Mxp/T AC PS (NON-ETR) 200 Watt Does not include 7210 SAS Operating Software or usage licenses. | 11950 | 35% | 7767.5
3HE10413AH | SYS - 7210 SAS-Mxp 22F 2C 4SFP+ DC system includes; 2 GB CPU memory (1) 3HE10075AB SYS-7210 SAS-Mxp 22F2C4SFP+ (1) 3HE04415AB PS-7210 SAS Mxp/T DC -48V PS (NON-ETR) 200W Does not include 7210 SAS Operating Software or usage licenses. | 12052 | 35% | 7833.8
3HE10414AD | SYS - 7210 SAS-Mxp 22F 2C 4SFP+ AC Extended Temperature Range system includes; 2 GB CPU memory (1) 3HE10076AB SYS - 7210 SAS-Mxp 22F2C4SFP+ ETR (1) 3HE05580AB 7210 SAS (200W) AC ETR Power supply Does not include 7210 SAS Operating Software or usage licenses. | 17500 | 35% | 11375
3HE10414AE | SYS - 7210 SAS-Mxp 22F 2C 4SFP+ -48V DC Extended Temperature Range system includes; 2 GB CPU memory (1) 3HE10076AB SYS - 7210 SAS-Mxp 22F2C4SFP+ ETR (1) 3HE05581AB 7210 SAS -48V (200W) DC ETR Power supply Does not include 7210 SAS Operating Software or usage licenses. | 17400 | 35% | 11310
3HE10414AF | SYS - 7210 SAS-Mxp 22F 2C 4SFP+ +24V DC Extended Temperature Range system includes; 2 GB CPU memory (1) 3HE10076AB SYS - 7210 SAS-Mxp 22F2C4SFP+ ETR (1) 3HE06336AB 7210 SAS +24V (200W) DC Power supply, Does not include 7210 SAS Operating Software or usage licenses. | 17750 | 35% | 11537.5
3HE10415AG | SYS - 7210 SAS-Mxp 22F 2C 4SFP+ AC system includes; 2 GB CPU memory. With NAR AC Cable (1) 3HE10075AB SYS-7210 SAS-Mxp 22F2C4SFP+ (1) 3HE04414AB PS-7210 SAS Mxp/T AC PS (NON-ETR) 200 Watt (1) 3HE00271AA CBL - AC PWR CBL 110V USA Does not include 7210 SAS Operating Software or usage licenses. | 11840 | 35% | 7696
3HE10415AH | SYS - 7210 SAS-Mxp 22F 2C 4SFP+ AC system includes; 2 GB CPU memory. With UK AC Cable (1) 3HE10075AB SYS-7210 SAS-Mxp 22F2C4SFP+ (1) 3HE04414AB PS-7210 SAS Mxp/T AC PS (NON-ETR) 200 Watt (1) 3HE00271AD CBL - AC PWR CBL 110V UK Does not include 7210 SAS Operating Software or usage licenses. | 11854 | 35% | 7705.1
3HE10415AJ | SYS - 7210 SAS-Mxp 22F 2C 4SFP+ AC system includes; 2 GB CPU memory. With EUR AC Cable (1) 3HE10075AB SYS-7210 SAS-Mxp 22F2C4SFP+ (1) 3HE04414AB PS-7210 SAS Mxp/T AC PS (NON-ETR) 200 Watt (1) 3HE00271AC CBL - AC PWR CBL 110V EUR Does not include 7210 SAS Operating Software or usage licenses. | 11863 | 35% | 7710.95
3HE10416AD | SYS - 7210 SAS-Mxp 22F 2C 4SFP+ AC Extended Temperature Range system includes; 2 GB CPU memory w NAR Power cord (1) 3HE10076AB SYS - 7210 SAS-Mxp 22F2C4SFP+ ETR (1) 3HE05580AB 7210 SAS (200W) AC Power supply, (1) 3HE00271AA CBL - AC PWR CBL 110V USA Does not include 7210 SAS Operating Software or usage licenses. | 17500 | 35% | 11375
3HE10416AE | SYS - 7210 SAS-Mxp 22F 2C 4SFP+ AC Extended Temperature Range system includes; 2 GB CPU memory w UK Power cord (1) 3HE10076AB SYS - 7210 SAS-Mxp 22F2C4SFP+ ETR (1) 3HE05580AB 7210 SAS (200W) AC Power supply (1) 3HE00271AD CBL - AC PWR CBL 110V UK Does not include 7210 SAS Operating Software or usage licenses. | 17500 | 35% | 11375
3HE10416AF | SYS - 7210 SAS-Mxp 22F 2C 4SFP+ AC Extended Temperature Range system includes; 2 GB CPU memory w UK Power cord (1) 3HE10076AB SYS - 7210 SAS-Mxp 22F2C4SFP+ ETR (1) 3HE05580AB 7210 SAS (200W) AC Power supply (1) 3HE00271AC CBL - AC PWR CBL 110V EUR Does not include 7210 SAS Operating Software or usage licenses. | 17500 | 35% | 11375
3HE10417EA | OS - 7210 SAS-Mxp Release 20.X Base OS license, Standalone mode. This is a per chassis license, valid for release 20.X. It provides the base OS and includes support for native and MPLS-based Ethernet services (e.g. VPLS and Epipe services). It excludes the use of IP services (e.g. VPRNs and IES services). It is required to operate 7210 SAS-Mxp ETR and non-ETR chassis, in standalone mode. It excludes the use satellite mode of operation. It must also be purchased for upgrade to release 20.X. Includes one (1) programmed 2GB Compact Flash cards with the Operating Software. | 900 | 35% | 585
3HE10418AA | RTU – 7210 SAS-Mxp IP Services License. This is a per chassis license. It enables support of IP services (e.g. VPRN, IES and L3 VPNs using BGP 3107). | 500 | 35% | 325
3HE10420AA | RTU – 7210 SAS-Mxp PTP/1588 & Timing Interfaces License. This is a per chassis license. It enables the following Timing interfaces and software – BITS, 1pps, 10MHz, ToD and PTP/1588. NOTE: SyncE is available with the base OS software license and does not require a separate license. | 500 | 35% | 325
3HE10421AA | 1-port 100GE CFP2 MDA-a XP for the 7750 SR-a family. Optics Module must be purchased separately. | 31000 | 35% | 20150
3HE10427AA | Multi-Service Integrated Services Module-2 which could be used for AA, LNS, NAT | 50000 | 35% | 32500
3HE10428AA | Multi-Service Integrated Services Module-2 which could be used for AA, BB, LNS, NAT (no Encryption) | 50000 | 35% | 32500
3HE10429AA | 7750 SR 6-port 10GBASE MDA-e. Accepts six (6) SFP+ 10GBase Optics Modules. | 87000 | 35% | 56550
3HE10439AA | ACC - 7210 SAS-R12 PEM Impedance Panel | 185 | 35% | 120.25
3HE10440AA | ACC – 7210 SAS-R12 AIR FILTER 5 pack | 1250 | 35% | 812.5
3HE10441AA | ACC - 7210 SAS-R12 SF/CPM Impedance Panel | 185 | 35% | 120.25
3HE10447AA | Includes a single 8.2 ft (2.5M) long PSE certified auto-locking Japanese AC power cord ,12A/125V with (JIS 8303 plug to IEC320-C13). Can be used for Japan deployments with SAR-X or SAR-H | 275 | 35% | 178.75
3HE10452AA | 1-port 10GBASE-BX40-U (Up-Stream) Bi-Directional (BiDi) Small Form-Factor Pluggable (SFP+) Optics Module, Single Mode Fiber (SMF), 40km, TX: 1270nm, RX: 1330nm; LC Connector, Digital Diagnostic Monitor (DDM), RoHS 6/6 compliant, Extended Temperature -40/85C | 5995 | 35% | 3896.75
3HE10452AB | 1-port 10GBASE-BX40-U (Up-Stream) Bi-Directional (BiDi) Small Form-Factor Pluggable (SFP+) Optics Module, Single Mode Fiber (SMF), 40km, TX:1330 nm, RX: 1270 nm, LC Connector, Digital Diagnostic Monitor (DDM), RoHS 6/6 compliant, Extended Temperature -40/85C | 5995 | 35% | 3896.75
3HE10468AA | 7750 SR-1e Chassis DC PSU starter bundle. Bundle Includes: (2) 3HE09419AA - ACC - 7750 SR-a PSU Impedance Panel (2) 3HE09548AA - PSU - 7750 SR-e -48V DC PSU (1) 3HE10295AA - ACC - 7750 SR-e CCM Impedance Panel (1) 3HE10296AA - ACC - 7750 SR-e CPM Impedance Panel (1) 3HE10301AA - CHAS - 7750 SR-1e Chassis Spare (1) 3HE10304AA - FAN - 7750 SR-1e Fan Tray (1) 3HE10309AA - CCM - 7750 SR-e CCM-e (1) 3HE10310AA - CPM - 7750 SR-e CPM-e (3) 3HE10312AA - ACC - Impedance PNL MDA-e MDA-e-XP | 60000 | 35% | 39000
3HE10469AA | 7750 SR-1e AC PSU starter bundle Bundle includes; (2) 3HE09419AA ACC - 7750 SR-a PSU Impedance Panel (2) 3HE09549AA PSU - 7750 SR-e AC PSU (1) 3HE10295AA ACC - 7750 SR-e CCM Impedance Panel (1) 3HE10296AA ACC - 7750 SR-e CPM Impedance Panel (1) 3HE10301AA CHAS - 7750 SR-1e Chassis Spare (1) 3HE10304AA FAN - 7750 SR-1e Fan Tray (1) 3HE10309AA CCM - 7750 SR-e CCM-e (1) 3HE10310AA CPM - 7750 SR-e CPM-e (3) 3HE10312AA ACC - Impedance PNL MDA-e MDA-e-XP | 60000 | 35% | 39000
3HE10470AA | 7750 SR-2e Chassis DC PSU starter bundle. Bundle Includes: (6) 3HE09419AA ACC - 7750 SR-a PSU Impedance Panel (2) 3HE09548AA PSU - 7750 SR-e -48V DC PSU (1) 3HE10295AA ACC - 7750 SR-e CCM Impedance Panel (1) 3HE10296AA ACC - 7750 SR-e CPM Impedance Panel (1) 3HE10297AA ACC - 7750 SR-e IOM Impedance Panel (1) 3HE10302AA CHAS - 7750 SR-2e Chassis Spare (1) 3HE10305AA FAN - 7750 SR-2e Fan Tray (1) 3HE10309AA CCM - 7750 SR-e CCM-e (1) 3HE10310AA CPM - 7750 SR-e CPM-e (7) 3HE10312AA ACC - Impedance PNL MDA-e MDA-e-XP | 70000 | 35% | 45500
3HE10471AA | 7750 SR-2e AC PSU starter bundle Bundle includes; (6) 3HE09419AA ACC - 7750 SR-a PSU Impedance Panel (2) 3HE09549AA PSU - 7750 SR-e AC PSU (1) 3HE10295AA ACC - 7750 SR-e CCM Impedance Panel (1) 3HE10296AA ACC - 7750 SR-e CPM Impedance Panel (1) 3HE10297AA ACC - 7750 SR-e IOM Impedance Panel (1) 3HE10302AA CHAS - 7750 SR-2e Chassis Spare (1) 3HE10305AA FAN - 7750 SR-2e Fan Tray (1) 3HE10309AA CCM - 7750 SR-e CCM-e (1) 3HE10310AA CPM - 7750 SR-e CPM-e (7) 3HE10312AA ACC - Impedance PNL MDA-e MDA-e-XP | 70000 | 35% | 45500
3HE10472AA | 7750 SR-3e Chassis DC PSU starter bundle. Bundle Includes: (5) 3HE09419AA ACC - 7750 SR-a PSU Impedance Panel (3) 3HE09548AA PSU - 7750 SR-e -48V DC PSU (1) 3HE10295AA ACC - 7750 SR-e CCM Impedance Panel (1) 3HE10296AA ACC - 7750 SR-e CPM Impedance Panel (2) 3HE10297AA ACC - 7750 SR-e IOM Impedance Panel (1) 3HE10303AA CHAS - 7750 SR-3e Chassis Spare (1) 3HE10306AA FAN - 7750 SR-3e Fan Tray (1) 3HE10309AA CCM - 7750 SR-e CCM-e (1) 3HE10310AA CPM - 7750 SR-e CPM-e (11) 3HE10312AA ACC - Impedance PNL MDA-e MDA-e-XP | 80000 | 35% | 52000
3HE10473AA | 7750 SR-3e AC PSU starter bundle Bundle includes; (5) 3HE09419AA ACC - 7750 SR-a PSU Impedance Panel (3) 3HE09549AA PSU - 7750 SR-e AC PSU (1) 3HE10295AA ACC - 7750 SR-e CCM Impedance Panel (1) 3HE10296AA ACC - 7750 SR-e CPM Impedance Panel (2) 3HE10297AA ACC - 7750 SR-e IOM Impedance Panel (1) 3HE10303AA CHAS - 7750 SR-3e Chassis Spare (1) 3HE10306AA FAN - 7750 SR-3e Fan Tray (1) 3HE10309AA CCM - 7750 SR-e CCM-e (1) 3HE10310AA CPM - 7750 SR-e CPM-e (11) 3HE10312AA ACC - Impedance PNL MDA-e MDA-e-XP | 80000 | 35% | 52000
3HE10474AA | ACC 7950 XRS-20 80A BREAKERS (x24) | 2078 | 35% | 1350.7
3HE10475AA | ACC 7750 SR-12e 80A breakers (x16) | 950 | 35% | 617.5
3HE10476AA | 7750 SR12e Chassis Bundle includes: (1) 3HE07165AA - CH-BN - 7750 SR12e Integrated Chassis (1) 3HE08421AA - SFM - 7750 SR SFM5-12e (1) 3HE08423AA - CPM - 7750 SR CPM5 (2) 3HE08422AA - SFM - 7750 SR mini-SFM5-12e (3) 3HE09423AA - APEQ-AC-3000 Power Equalizer Module (1) 3HE10114AA - ACC 7750 SR-12e AC bezel (1) 3HE10475AA - ACC 7750 SR-12e 80A Breakers x16 | 275000 | 35% | 178750
3HE10477AA | 7750 SR12e Chassis Bundle includes: (1) 3HE07165AA - CH-BN - 7750 SR12e Integrated Chassis (1) 3HE08421AA - SFM - 7750 SR SFM5-12e (1) 3HE08423AA - CPM - 7750 SR CPM5 (2) 3HE08422AA - SFM - 7750 SR mini-SFM5-12e (3) 3HE09422AA - APEQ-DC-2200-2800 Power Equalizer Module (1) 3HE10475AA - ACC 7750 SR-12e 80A Breakers x16 | 275000 | 35% | 178750
3HE10481AA | 7950 XRS-20 Stand-Alone Complete Chassis 60A/80A DC Bundle, shipped with all common hardware. Includes: (1) 3HE07112AA - CH-BN - 7950 XRS-20 Integrated Chassis (5) 3HE09422AA - APEQ-DC-2200-2800 Power Equalizer Module , (8) 3HE08505AA - SFM - 7950 XRS-20 SFM-X20S-B, (2) 3HE07116AA - CPM - 7950 XRS-20 CPM, (1) 3HE10474AA - ACC - 7950 XRS-20 80A BREAKERS (x24) Note: You must order separate impedance panels (XCM, XMA or C-XMA impedance panels) for every empty slot. | 550000 | 35% | 357500
3HE10492AB | SYS - 7210 SAS-Sx 46F 2C 4SFP+ system includes; (1) Fixed Fans, (2) Hot swappable power supply slots, (2) Repaceable Air Filters, Accepts(46) 100/1000 SFP + 2 Combo + (4) SFP+. Supports stacking. Does not include power supplies. Does not include 7210 SAS Operating Software or usage licenses. | 9100 | 35% | 5915
3HE10493AB | SYS - 7210 SAS-Sx 22F 2C 4SFP+ system includes; (1) Fixed Fans, (2) Hot swappable power supply slots, (2) Repaceable Air Filters, Accepts (22) 100/1000 SFP + 2 Combo + (4) SFP+. Supports stacking. Does not include power supplies. Does not include 7210 SAS Operating Software or usage licenses. | 8500 | 35% | 5525
3HE10494AB | SYS - 7210 SAS-Sx 48T 4SFP+ system includes; (1) Fixed Fans, (2) Hot swappable power supply slots, (2) Repaceable Air Filters, (48) 10/100/1000 TX (4) SFP+) Non-PoE. Supports stacking. Does not include power supplies. Does not include 7210 SAS Operating Software or usage licenses. | 8350 | 35% | 5427.5
3HE10495AB | SYS - 7210 SAS-Sx 24T 4SFP+ system includes; (1) Fixed Fans, (2) Hot swappable power supply slots, (2) Repaceable Air Filters, (24) 10/100/1000 TX (4) SFP+) Non-PoE. Supports stacking. Does not include power supplies. Does not include 7210 SAS Operating Software or usage licenses. | 7500 | 35% | 4875
3HE10496AB | SYS - 7210 SAS-Sx 48Tp 4SFP+ system includes; (1) Fixed Fans, (2) Hot swappable power supply slots, (2) Repaceable Air Filters, (48) 10/100/1000 TX (4) SFP+) 720W PoE capability. Supports stacking. Does not include power supplies. Does not include 7210 SAS Operating Software or usage licenses. | 9575 | 35% | 6223.75
3HE10497AB | 'SYS - 7210 SAS-Sx 24Tp 4SFP+ system includes; (1) Fixed Fans, (2) Hot swappable power supply slots, (2) Repaceable Air Filters, (24) 10/100/1000 TX (4) SFP+) 720W PoE Capability. Supports stacking. Does not include power supplies. Does not include 7210 SAS Operating Software or usage licenses. | 8650 | 35% | 5622.5
3HE10498AA | PS – 7210 SAS-Sx Power Supply (fits fiber 1/10G Sx units only) AC 400W | 750 | 35% | 487.5
3HE10499AA | PS – 7210 SAS-Sx Power Supply (fits fiber 1/10G Sx units only) DC -48V 400W | 1430 | 35% | 929.5
3HE10500AA | PS - 7210 SAS-Sx Power Supply (Fits Copper 1/10G Sx units only) AC | 640 | 35% | 416
3HE10501AA | PS - 7210 SAS-Sx Power Supply (Fits Copper1/10G Sx units only) DC -48V | 700 | 35% | 455
3HE10502AA | PS - 7210 SAS-Sx Power Supply PoE (Fits Copper PoE 1/10G Sx units only) AC 920W | 1200 | 35% | 780
3HE10503AA | ACC - 7210 SAS-Sx Fan Tray Filter (10) | 1500 | 35% | 975
3HE10515AA | BNDL - 7210 SAS-R12 (1) 3HE09427AA CHAS - 7210 SAS-R12 CHASSIS SPARE (1) 3HE09430AA SF/CPM - 7210 SAS-R12 (1) 3HE10441AA ACC - 7210 SAS-R12 SF/CPM Impedance Panel (1) 3HE09428AA FAN - 7210 SAS-R12 Fan Tray (2) 3HE09429AA PEM - 7210 SAS-R12 -48V (11) 3HE08159AA ACC - 7210 SAS-R IMM Impedance Panel | 38600 | 35% | 25090
3HE10530AB | SYS - 7210 SAS-S 48F4SFP+ system includes; (1) Fixed Fans, (1) Fixed AC Power supply, (1) Hot swappable power supply slot, No Air Filters, Accepts (48) 100/1000 SFP (4) SFP+. Does not include 7210 SAS Operating Software or usage licenses. | 6325 | 35% | 4111.25
3HE10531AB | SYS - 7210 SAS-S 48F4SFP+ system includes; (1) Fixed Fans, (1) Fixed DC -48V Power supply, (1) Hot swappable power supply slot, No Air Filters, Accepts (48) 100/1000 SFP (4) SFP+. Does not include 7210 SAS Operating Software or usage licenses. | 6450 | 35% | 4192.5
3HE10532AB | SYS - 7210 SAS-S 24F4SFP+ system includes; (1) Fixed Fans, (1) Fixed AC Power supply, (1) Hot swappable power supply slot, No Air Filters, Accepts (24) 100/1000 SFP (4) SFP+. Does not include 7210 SAS Operating Software or usage licenses. | 5000 | 35% | 3250
3HE10533AB | SYS - 7210 SAS-S 24F4SFP+ system includes; (1) Fixed Fans, (1) Fixed DC -48V Power supply, (1) Hot swappable power supply slot, No Air Filters, Accepts (24) 100/1000 SFP (4) SFP+. Does not include 7210 SAS Operating Software or usage licenses. | 5200 | 35% | 3380
3HE10534AB | SYS - 7210 SAS-S 48T4SFP+ system includes; (1) Fixed Fans, (1) Fixed AC Power supply, (1) Hot swappable power supply slot, No Air Filters, Accepts (48) 10/100/1000 TX (4) SFP+. Does not include 7210 SAS Operating Software or usage licenses. | 6325 | 35% | 4111.25
3HE10535AB | SYS - 7210 SAS-S 48T4SFP+ system includes; (1) Fixed Fans, (1) Fixed DC -48V Power supply, (1) Hot swappable power supply slot, No Air Filters, Accepts (48) 10/100/1000 TX (4) SFP+. Does not include 7210 SAS Operating Software or usage licenses. | 6450 | 35% | 4192.5
3HE10536AB | SYS - 7210 SAS-S 24TF4SFP+ system includes; (1) Fixed Fans, (1) Fixed AC Power supply, (1) Hot swappable power supply slot, No Air Filters, Accepts (24) 10/100/1000 TX (4) SFP+. Does not include 7210 SAS Operating Software or usage licenses. | 4825 | 35% | 3136.25
3HE10537AB | SYS - 7210 SAS-S 24T4SFP+ system includes; (1) Fixed Fans, (1) Fixed DC -48V Power supply, (1) Hot swappable power supply slot, No Air Filters, Accepts (24) 10/100/1000 TX (4) SFP+. Does not include 7210 SAS Operating Software or usage licenses. | 5000 | 35% | 3250
3HE10538AB | SYS - 7210 SAS-S 48Tp4SFP+ PoE AC system includes; (1) Fixed Fans, (1) Fixed AC Power supply, (1) Hot swappable power supply slot, No Air Filters, Accepts (48) 10/100/1000 TX (4) SFP+. Requires a C15 compliant Power cable | 8400 | 35% | 5460
3HE10540AB | SYS - 7210 SAS-S 24Tp4SFP+ PoE AC system includes; (1) Fixed Fans, (1) Fixed AC Power supply, (1) Hot swappable power supply slot, No Air Filters, Accepts (24) 10/100/1000 TX (4) SFP+ Requires a C15 compliant Power cable | 7000 | 35% | 4550
3HE10542AA | PS - 7210 SAS-S Power Supply AC (Fits Fiber & Copper 1/10G NON-PoE "S" units) | 455 | 35% | 295.75
3HE10543AA | PS - 7210 SAS-S Power Supply DC -48V (Fits Fiber & Copper 1/10G NON-PoE "S" units) | 1100 | 35% | 715
3HE10544AA | PS - 7210 SAS-S Power Supply AC 1050W (Fits Copper PoE "S" units). Requires a C16 compliant Power cable | 1100 | 35% | 715
3HE10550AA | 1-port 100GBase LR4 QSFP28 Optics Module, 10km, LC Connector, RoHS 6/6 compliant, Digital Diagnostic Monitor (DDM), 0/70C | 40000 | 35% | 26000
3HE10551AA | 1-port 100GBase SR4 QSFP28 Optics Module, 100m, MMF, MPO Connector, RoHS 6/6 compliant, Digital Diagnostic Monitor (DDM), 0/70C | 6500 | 35% | 4225
3HE10552AA | 1-port 100GBase CWDM4 QSFP28 Optics Module, 2km, LC Connector, RoHS 6/6 compliant, Digital Diagnostic Monitor (DDM), 0/70C | 28000 | 35% | 18200
3HE10556AA | Integrated Services Module - Mobile Gateway (ISM-MG-C). | 400000 | 35% | 260000
3HE10557AA | Integrated Services Module - Mobile Gateway (ISM-MG-C-E). (no encryption) | 400000 | 35% | 260000
3HE10581AA | IMM - 7210 SAS-R-c 100GE QSFP28 | 9999 | 35% | 6499.35
3HE10640AA | SROS GMPLS-UNI Right To Use License. A per system license. Allows the use of the GMPLS-UNI functionality. | 25000 | 35% | 16250
3HE10641AA | SROS Advanced Data Center Gateway (DC GW) and Service Chaining Right To Use License. A per system license. Allows the use of advanced DC GW and service chaining and steering functions, subject to platform feature limitations and support, such as: Fully Dynamic VSD Integration for Nuage driven service creation, use of a BGP EVPN control plane for L2/L3 service chaining and steering, Ethernet Segment Identifier (ESI) traffic steering using filter policies (including L3 ESM subscriber downstream traffic steering) and other related functions. | 40000 | 35% | 26000
3HE10642AA | 7750 SR 20 port SFP, 40port cSFP GE MDA-e, Accepts twenty (20) cSFP/SFP 1000Base Optics Modules. | 60000 | 35% | 39000
3HE10671WA | 7750 SR-1e/2e/3e Release 16.0 Operating Software License. Notes: One (1) Operating Software License is required for each SR-7/12/12e in the network. Includes two (2) programmed 4GB Compact Flash cards with the Operating Software. | 7500 | 35% | 4875
3HE10717AA | 7750 SR IOM4-e-B Baseboard. Accepts up to 2 MDA-e Full Service Routing Functionality, Full Queuing, hierarchical policing, IPv4/IPv6 routing services. Available upgrades/licenses: VPRN | 422500 | 35% | 274625
3HE10717BA | 7750 SR IOM4-e-B Baseboard. Accepts up to 2 MDA-e Includes "Layer-3 basic Queuing" IMM Software License/functionality for full IPv4/IPv6 routing services. Limited to 8 ingress and 8 egress queues per port. Does not include Hierarchical Policers. Available upgrades/licenses: VPRN, upgrade to L3HQ | 125000 | 35% | 81250
3HE10717CA | 7750 SR IOM4-e-B Baseboard. Accepts up to 2 MDA-e Includes "Layer-2 High Queuing" IMM Software License/functionality for full ESS functionality which includes the use of full queuing and policing with layer-2 services. Excludes use of multicast routing protocol or services, IPv6 routing services, VPRN services (including IPv4 and IPv6 VPNs), network interfaces when installed in a chassis running the above mentioned restricted services. Available upgrades/licenses: upgrade to L3HQ | 250000 | 35% | 162500
3HE10757EA | OS - 7210 SAS-D Release 20.X (or upgrade to rel 20.X). | 225 | 35% | 146.25
3HE10759EA | OS - 7210 SAS-M Release 20.X (or upgrade to rel 20.X). | 700 | 35% | 455
3HE10766AA | 7750 SR-7-B Chassis Spare. Includes; 7750 SR-7-B Chassis & Fan Filter. (5) impedance panels are included within the 3HE10766AA - CHAS - 7750 SR-7-B CHASSIS SPARE RoHS6/6 | 35000 | 35% | 22750
3HE10768AA | 7750 SR-12-B Chassis Spare. Includes; 7750 SR-12-B Chassis & Fan Filter. (10) impendance panels and cable management tray included | 45000 | 35% | 29250
3HE10833AB | Nuage 7850 Network Services Gateway-X (NSG-X). AC powered with 2-ports 10GigE SFP+, 4-ports 1000BASE-T, 4-ports GigE SFP, 2 ports USB, 1 port RJ-45 serial. Pre-loaded with 5.2.1-8 software. Included in bundle is Qty=2 3HE10834AA AC power supplies for 1+1 AC power redundancy. Two C13 power cords must be purchased separately, one for each of the two power supplies. Includes hardware for mounting in EIA/ECA-310 racks. Only to be sold in conjunction with Nuage Virtualized Network Services (VNS) software. | 11995 | 35% | 7796.75
3HE10834AA | PS - Nuage 7850 NSG-X 300W AC Power Supply. NSG-X ships with redundant power supplies and this is an additional spare power supply. | 425 | 35% | 276.25
3HE10836AA | PS - 7210 SAS-Sx 64SFP+4CFP4/4QSFP28 NETR AC Fits both CFP4 and QSFP28 models | 800 | 35% | 520
3HE10837AA | PS - 210 WBX, 7210 Sx 100G -48VDC (FtoB) supports also: 3HE15622AA SYS - 7220 IXR-D2 48SFP28 8QSFP28 3HE15623AA SYS - 7220 IXR-D3 32QSFP28 2SFP+ | 1800 | 35% | 1170
3HE10852AA | 7750 SR-7-B Chassis bundle includes the following: (1) 3HE03661AA - PEM - 7750 SR-7 100A DC PEM-3 SLOT 2 (1) 3HE03662AA - PEM - 7750 SR-7 100A DC PEM-3 SLOT 1 (2) 3HE04498AA - PWR FLT - 7750 SR-7 100 AMP PWR FILTER (1) 3HE05180AA - FAN - 7750 SR-7 Enhanced Fan Tray (1) 3HE10766AA - CHAS - 7750 SR-7-B CHASSIS SPARE RoHS6/6 Note: (1) 3HE04148AA - 7750 SR Impedance Panels (5 pkg) are part of the 3HE10766AA - CHAS - 7750 SR-7-B CHASSIS SPARE RoHS6/6 | 40800 | 35% | 26520
3HE10854AA | 7750 SR-12-B Chassis bundle includes the following: (2) 3HE03663AA - PEM - 7750 SR-12 175A DC PEM-3 (3) 3HE05106AA - FAN - 7750 SR-12 ENHANCED FAN TRAY (1) 3HE10768AA - CHAS - 7750 SR-12-B CHASSIS SPARE RoHS6/6 Note: (10) impedance panels and cable management tray included with the 3HE10768AA - CHAS - 7750 SR-12-B CHASSIS SPARE RoHS6/6 | 60000 | 35% | 39000
3HE10866EA | OS - 7210 SAS-Sx and 7210 SAS-S, 1GE/10GE variant, Release 20.X Base OS License / Native and MPLS Ethernet L2 VPNs License, Standalone Mode. This is a per chassis license, valid for release 20.X. It provides the Base OS and includes support for native and MPLS-based Ethernet services (e.g. Layer-2 VPLS and Epipe services) for operating the chassis in standalone mode. It also includes support for syncE and PTP. It excludes the use IP services (e.g. VPRNs and IES services). In a stacked/VC configuration, it must be purchased for every node in the stack/VC. It must also be purchased for upgrade to release 20.X. It will shipped on a SD Card. | 1000 | 35% | 650
3HE10867AA | RTU - 7210 SAS-Sx and 7210 SAS-S IP services License, 1GE variant, Standalone Mode. This is a per chassis license. It is a one-time license to enable IP services on the node. It enables support of IP services (e.g. VPRN, IES and L3 VPNs using BGP 3107). In a stacked/VC configuration this license must be purchased for every node in the stack/VC. | 600 | 35% | 390
3HE10869EA | OS - 7210 SAS-Sx and 7210 SAS-S, 1GE/10GE variant, Release 20.X Base OS License, Satellite Mode. This is a per chassis license for release 20.X. It allows for operating the chassis in satellite mode. It excludes the use standalone mode of operation and use of stacking/VC configuration. It must also be purchased for upgrade to release 20.X. It will be shipped on a SD card. | 500 | 35% | 325
3HE10871DA | Nuage Virtualized Network Services (VNS) Network Services Gateway (NSG) IPsec Right-To-Use 100Mbps Enables IPsec wrapping of VXLAN tunnels for L2VPN/L3VPN data path Requires the purchase of NSG VPN License | 275 | 35% | 178.75
3HE10872DA | Nuage Virtualized Network Services (VNS) Network Services Gateway (NSG) IPsec Right-To-Use 200Mbps Enables IPsec wrapping of VXLAN tunnels for L2VPN/L3VPN data path Requires the purchase of NSG VPN License | 415 | 35% | 269.75
3HE10873DA | Nuage Virtualized Network Services (VNS) Network Services Gateway (NSG) IPsec Right-To-Use 500Mbps Enables IPsec wrapping of VXLAN tunnels for L2VPN/L3VPN data path Requires the purchase of NSG VPN License | 690 | 35% | 448.5
3HE10874DA | Nuage Virtualized Network Services (VNS) Network Services Gateway (NSG) IPsec RTU License 10Gbps Enables IPsec wrapping of VXLAN tunnels for L2VPN/L3VPN data path Requires the purchase of NSG VPN License | 4950 | 35% | 3217.5
3HE10875DA | Nuage Virtualized Network Services (VNS) Network Services Gateway (NSG) IPsec RTU License 1Gbps Enables IPsec wrapping of VXLAN tunnels for L2VPN/L3VPN data path Requires the purchase of NSG VPN License | 1375 | 35% | 893.75
3HE10876DA | Nuage Virtualized Network Services (VNS) Network Services Gateway (NSG) IPsec RTU License 2Gbps Enables IPsec wrapping of VXLAN tunnels for L2VPN/L3VPN data path Requires the purchase of NSG VPN License | 4125 | 35% | 2681.25
3HE10877AA | SROS UPnP IGD License - A per system license for UPnP IGD function on BB-ISA | 25000 | 35% | 16250
3HE10934FA | ASL R16.0 VSR Distributed Base - Application Software License (ASL) required to create a single distributed VSR instance. One (1) of these ASLs is required for each instance of VSR distributed system and supports a single control plane VM. Additional ASLs will be required to add control plane redundancy, bandwidth capacity, services and value added services such as AA, SEGW, BNG, WLGW & NAT. | 50000 | 35% | 32500
3HE10935FA | ASL R16.0 VSR Dist Redundant Control Plane - Application Software License (ASL) required to enable a redundant control plane VM. One (1) of these ASL is required to instantiate a redundant control plane VM per VSR system. | 20000 | 35% | 13000
3HE10936FA | ASL R16.0 VSR Distributed Base < 60Gbps - Application Software License (ASL) required to create a single distributed VSR instance under 60Gbps. Not required if using ASL R15.0 VSR Distributed Base. One (1) of these ASLs is required for each instance of a <60Gbps VSR distributed system and supports a single control plane VM. Additional ASLs will be required to add control plane redundancy, bandwidth capacity, services and value added services such as AA, SEGW, BNG, WLGW & NAT. | 25000 | 35% | 16250
3HE10937AA | Kit contains two spare adapter brackets and fastener hardware to secure the 7750 SR-a4 chassis to an ETSI rack. | 170 | 35% | 110.5
3HE10958AA | SROS IEEE1588 Precision Time Protocol Right To Use License. A per system license. Allows the use of IEEE1588 PTP support including Ordinary Clock-Master, Ordinary Clock-Slave, Boundary clock and 1588 Port Based Timestamping | 25000 | 35% | 16250
3HE10959AA | 7210 SAS-K 2F4T6C Ethernet system includes: (1) 7210 SAS + AC Power Adapter (No AC power cable included), (4) 10/100/1000 TX + Accepts(2) 1000 SFP + 6 Combo, Does not include 7210 SAS Operating Software | 3350 | 35% | 2177.5
3HE10960AA | 7210 SAS-K 2F4T6C Ethernet system Extended Temperature Range includes: (4) 10/100/1000 TX + Accepts (2) 1000 SFP + 6 Combo, Does not include power supplies, does not include 7210 SAS Operating Software | 3500 | 35% | 2275
3HE10962AA | PS - 7210 SAS-K 2F4T6C Non-ETR AC, includes AC power supply. Suits 12 port device only. | 260 | 35% | 169
3HE10963AA | PS - 7210 SAS-K 2F4T6C Non-ETR -48V DC Suits 12 port device only | 485 | 35% | 315.25
3HE10964AA | PS - 7210 SAS-K 2F4T6C ETR AC Suits 12 port device ETR and 7210 SAS-Dxp ETR | 600 | 35% | 390
3HE10965AA | PS - 7210 SAS-K 2F4T6C ETR -48V DC Suits 12 port device ETR and 7210 SAS-Dxp ETR | 525 | 35% | 341.25
3HE10966AA | PS - 7210 SAS-K 2F4T6C ETR +24V DC Suits 12 port device ETR only | 525 | 35% | 341.25
3HE11031AA | 7750 SR 2-ports 40/100GBASE MDA-e. Accepts two (2) QSFP+/QSFP28 100GBase Optic Module. | 240000 | 35% | 156000
3HE11035AA | GNSS antenna for global GNSS timing reference featuring 26 dB low noise, high gain amplifier with a nominal impedance of 50 Ohms and uses a N-Type Female Connector and supports a Temp Range of -40C to +85C. Includes mounting collar. | 1600 | 35% | 1040
3HE11035AB | GNSS antenna for global GNSS timing reference featuring 40 dB low noise, high gain amplifier with a Nominal impedance of 50 Ohms and uses a N-Type Female Connector and supports a Temp Range of -40C to +85C. Includes mounting collar | 1600 | 35% | 1040
3HE11036AA | GPS timing reference antenna featuring 26 dB amplifier and narrow band high rejection filtering. Antenna has a Nominal impedance of 50 Ohms and uses a N-Type Female Connector and supports a Temp Range of -40C to +85C Includes mounting collar | 1300 | 35% | 845
3HE11036AB | GPS timing reference antenna featuring 40 dB amplifier and narrow band high rejection filtering. Antenna has a Nominal impedance of 50 Ohms and uses a N-Type Female Connector and supports a Temp Range of -40C to +85C. Includes mounting collar | 1300 | 35% | 845
3HE11085AA | 7950 XRS-20e Universal chassis supporting any of LVDC, AC or HVDC. Chassis only. | 350000 | 35% | 227500
3HE11086AA | 7950 XRS-20e chassis supporting only AC/HVDC. Chassis only | 260000 | 35% | 169000
3HE11087AA | 7950 XRS-20e XCM (XMA Control Module). Provides 800G of Slot Switching Capacity. Accepts (2) XMAs and/or C-XMAs. *1 | 50000 | 35% | 32500
3HE11088AA | 7950 XRS-20e Fan Tray - (Spare) | 30000 | 35% | 19500
3HE11089AA | 7950 XRS-20e XCM Impedance Panel. Must be installed in each and every empty XCM slot. | 3890 | 35% | 2528.5
3HE11090AA | ACC-7950 XRS-20e Air fitler Kit includes all filters for a single XRS-20e (1) APEQ intake filter, (1) main fan intake filter, (1) XCM intake filter, (1) CCM intake filter | 2200 | 35% | 1430
3HE11091AA | ACC-7950 XRS-20e FRONT PROTECTION PANEL | 5100 | 35% | 3315
3HE11092AA | ACC-7950 XRS-20e REAR PROTECTION PANEL | 9000 | 35% | 5850
3HE11093AA | 7950 XRS-20e Dual Power Connect Module (PCM). To be used in conjunction with a 2KW or 2.2/2.8KW APEQ. APEQs not included with this part. | 3100 | 35% | 2015
3HE11094AA | 7950 XRS XMA (Expandable Media Adapter) 2 x FP4 complex, performance to 2.4T FD and 24 connectors Universal QSFP28 in the XRS-20e, performance restricted to 1.6T and 16 connectors universal QSFP28 in the XRS-20. Core Router (CR) scale feature set (2048 = h/w queues, 2048 = egress policers) Software scale upgradeable to ER or HE feature set. | 800000 | 35% | 520000
3HE11094BA | 7950 XRS XMA (Expandable Media Adapter) 2 x FP4 complex, performance to 2.4T FD and 24 connectors Universal QSFP28 in the XRS-20e, performance restricted to 1.6T and 16 connectors universal QSFP28 in the XRS-20. Edge Router (ER) scale feature set (32768 = h/w queues, 32768 = egress policers) Software scale upgradeable to HE feature set. | 960000 | 35% | 624000
3HE11094CA | 7950 XRS XMA (Expandable Media Adapter) 2 x FP4 complex, performance to 2.4T FD and 24 connectors Universal QSFP28 in the XRS-20e, performance restricted to 1.6T and 16 connectors universal QSFP28 in the XRS-20. High-Scale Edge (HE) scale feature set (no restrict hardware queues or egress policers) Full High-Scale Edge feature set. | 1120000 | 35% | 728000
3HE11097AA | 7950 XRS-20e power input module (PIM). Accepts (1) Dual PCM or (1) quad PCM. PCM not included with the PIM. | 6100 | 35% | 3965
3HE11099AA | APEQ-DC-4275 Low Voltage DC Advanced Power Equalizer Module. A Quad PCM must be ordered in conjunction with each APEQ. | 9500 | 35% | 6175
3HE11115FA | ASL R16.0 VSR Redundant Ctl Plane <60Gbps - Application Software License (ASL) required to enable a redundant control plane VM in a distributed system under 60 Gbps. Not required if using ASL R15.0 VSR Dist Redundant Control Plane. One (1) of these ASL is required to instantiate a redundant control plane VM per VSR system. | 10000 | 35% | 6500
3HE11116FA | ASL R16.0 VSR Integrate System Base - Application Software License (ASL) required to create a single integrated system VSR instance. One (1) of these ASLs is required for each instance of VSR integrated system and supports a single VM with both control plane and data plane. Additional ASLs will be required to add bandwidth capacity, services and value added services such as AA, SEGW, BNG, WLGW & NAT. | 15000 | 35% | 9750
3HE11116GA | ASL R19 VSR Integrate System Base - Application Software License required to create a single integrated system VSR instance. One of these ASLs is required for each instance of VSR integrated system and supports a single VM with both control plane and data plane. Additional ASLs will be required to add bandwidth capacity, services and value added services such as AA, SEGW, BNG, WLGW & NAT. | 15000 | 35% | 9750
3HE11116HA | ASL R20 VSR Integrate System Base - Application Software License required to create a single integrated system VSR instance. One of these ASLs is required for each instance of VSR integrated system and supports a single VM with both control plane and data plane. Additional ASLs will be required to add bandwidth capacity, services and value added services such as AA, SEGW, BNG, WLGW & NAT. | 15000 | 35% | 9750
3HE11117AA | ASL VSR 10Gbps BW w Standard QoS - Application Software License (ASL) is required to enable up to10Gbps (Half Duplex / ingress traffic, for IMIX traffic distribution) of incremental VSR throughput. One (1) of these ASLs is required for every increment of 10Gbps of vNIC bandwidth throughput on a VSR system supporting standard QoS functionality. Standard QoS functionality is restricted to queuing and policing, with a maximum of 8 queues or policers per vNIC port. Multiple ASLs may be applied to a single VSR instance to allow the desired bandwidth scale. All bandwidth ASLs applied to a single system must be of the same type (standard or Advanced). | 31500 | 35% | 20475
3HE11118AA | ASL VSR 10Gbps BW w Advanced QoS - Application Software License (ASL) is required to enable up to 10Gbps (Half Duplex / ingress traffic, for IMIX traffic distribution) of VSR incremental throughput. One (1) of these ASLs is required for every increment of 10Gbps of vNIC bandwidth throughput on a VSR system supporting Advanced QoS functionality. Advanced QoS functionality enables queuing, shaping and policing per SAP or subscriber. Multiple ASLs may be applied to a single VSR instance to allow the desired bandwidth scale. All bandwidth ASLs applied to a single system must be of the same type (Standard or Advanced). | 47500 | 35% | 30875
3HE11119AA | ASL VSR 1Gbps BW Standard QoS - Application Software License (ASL) is required to enable up to1 Gbps (Half Duplex / ingress traffic, for IMIX traffic distribution) of incremental VSR throughput. One (1) of these ASLs is required for every increment of 1 Gbps of vNIC bandwidth throughput on a VSR system supporting standard QoS functionality. Standard QoS functionality is restricted to queuing and policing, with a maximum of 8 queues or policers per vNIC port. Multiple ASLs may be applied to a single VSR instance to allow the desired bandwidth scale. All bandwidth ASLs applied to a single system must be of the same type (standard or Advanced). | 4500 | 35% | 2925
3HE11120AA | ASL VSR 1Gbps BW w Advanced QoS - Application Software License (ASL) is required to enable up to 1 Gbps (Half Duplex / ingress traffic, for IMIX traffic distribution) of VSR incremental throughput. One (1) of these ASLs is required for every increment of 1 Gbps of vNIC bandwidth throughput on a VSR system supporting Advanced QoS functionality. Advanced QoS functionality enables queuing, shaping and policing per SAP or subscriber. Multiple ASLs may be applied to a single VSR instance to allow the desired bandwidth scale. All bandwidth ASLs applied to a single system must be of the same type (Standard or Advanced). | 6800 | 35% | 4420
3HE11121AA | ASL VSR VPN Service 500 instances - Application Software License (ASL) is required to enable support for VPN service within a VSR instance. One (1) of these ASLs allows for up to 500 VPN instances, including VPRN, VPLS and VLL services. Multiple ASLs may be applied to a single VSR instance to allow the desired service scale. | 11500 | 35% | 7475
3HE11122AA | ASL VSR VPN Service 100 instances - Application Software License (ASL) is required to enable support for VPN service within a VSR instance. One (1) of these ASLs allows for up to 100 VPN instances, including VPRN, VPLS and VLL services. Multiple ASLs may be applied to a single VSR instance to allow the desired service scale. | 3000 | 35% | 1950
3HE11123AA | ASL VSR VPN Service 25 instances - Application Software License (ASL) is required to enable support for VPN service within a VSR instance. One (1) of these ASLs allows for up to 25 VPN instances, including VPRN, VPLS and VLL services. Multiple ASLs may be applied to a single VSR instance to allow the desired service scale. | 1200 | 35% | 780
3HE11124AA | ASL VSR IP-Tunnel 1k Tunnels - Application Software License is required to enable IP tunnel scale in increments of 1,000 - One (1) license is required for 1,000 IP tunnels per VSR. Multiple ASLs may be applied to a single VSR instance to allow the required tunnel scale. | 1500 | 35% | 975
3HE11125AA | ASL VSR IP-Tunnel 100 Tunnels - Application Software License is required to enable IP tunnel scale in increments of 100 - One (1) license is required for 100 IP tunnels per VSR. Multiple ASLs may be applied to a single VSR instance to allow the required tunnel scale. | 200 | 35% | 130
3HE11126AA | ASL VSR Lawful Intercept (LI) - Application Software License (ASL) is required to enable the lawful intercept feature. One (1) license is required per VSR. | 20000 | 35% | 13000
3HE11127AA | ASL VSR ADV DC GW and Svc Chain - Application Software License (ASL) is required to enable Advanced Data Center Gateway (DC GW) and Service Chaining., subject to platform feature limitations and support, such as use of a BGP EVPN control plane for L2/L3 service chaining and steering, Ethernet Segment Identifier (ESI) traffic steering using filter policies (including L3 ESM subscriber downstream traffic steering) and other related functions. One (1) license is required per VSR. | 40000 | 35% | 26000
3HE11128AA | ASL VSR Hybrid OpenFlow Switch - Application Software License (ASL) is required to enable the Hybrid OpenFlow Switch feature, subject to limitations imposed by the particular SR OS release. One (1) license is required per VSR. | 40000 | 35% | 26000
3HE11129AA | ASL VSR-BNG 10k Hosts - Application Software License is required to enable subscriber management in increments of 10,000 subscriber hosts. One (1) of these ASLs is required for every increment of 10,000 BNG subscriber hosts. Multiple ASLs may be applied to a single VSR instance to allow the required subscriber hosts scale. | 30000 | 35% | 19500
3HE11130AA | ASL VSR-BNG 4k Hosts - Application Software License is required to enable subscriber management in increments of 10,000 subscriber hosts. One (1) of these ASLs is required for every increment of 4,000 BNG subscriber hosts. Multiple ASLs may be applied to a single VSR instance to allow the required subscriber hosts scale. | 15000 | 35% | 9750
3HE11131AA | ASL VSR-vRGW 10k Hosts - Application Software License is required to enable virtual residential gateway subscriber management in increments of 10,000 subscriber hosts. One (1) of these ASLs is required for every increment of 10,000 vRGW subscriber hosts. Multiple ASLs may be applied to a single VSR instance to allow the required subscriber hosts scale. | 30000 | 35% | 19500
3HE11132AA | ASL VSR-LNS 1k L2TP Tunnels - Application Software License is required for LNS providing support for up to 1,000 L2TP tunnels. Multiple ASLs may be applied to a single VSR instance to allow the required tunnel scale. | 2000 | 35% | 1300
3HE11133AA | ASL VSR-LNS 10k Hosts - Application Software License is required to enable subscriber management in increments of 10,000 subscriber hosts. One (1) of these ASLs is required for every increment of 10,000 LNS subscriber hosts. Multiple ASLs may be applied to a single VSR instance to allow the required subscriber hosts scale. | 30000 | 35% | 19500
3HE11134AA | ASL VSR-LNS 4k Hosts - Application Software License is required to enable subscriber management in increments of 10,000 subscriber hosts. One (1) of these ASLs is required for every increment of 4,000 LNS subscriber hosts. Multiple ASLs may be applied to a single VSR instance to allow the required subscriber hosts scale. | 15000 | 35% | 9750
3HE11135AA | ASL VSR-WLGW 10k Hosts - Application Software License is required to enable WLAN GW subscriber hosts in increments of 10,000. One (1) license is required for every increments of 10,000 WIFI subscriber hosts per VSR. Multiple ASLs may be applied to a single VSR instance to allow the required host scale. | 7500 | 35% | 4875
3HE11136AA | ASL VSR-WLGW Multiple SSID - Application Software License is required to enable Multiple SSID support within the WLAN GW - One (1) license is required to enable WIFI Multiple SSID Support per VSR. | 20000 | 35% | 13000
3HE11137AA | ASL-VSR-WLGW Mobility - Application Software License is required to enable WiFi Inter-AP mobility. One (1) license is required to enable WIFI Inter-AP WIFI Mobility per VSR. | 20000 | 35% | 13000
3HE11139AA | ASL VSR-WLGW Geo Redundancy - Application Software License is required to enable geo redundancy between WLAN GWs. One (1) license is required to enable WLAN GW Geo-Redudancy per VSR. | 25000 | 35% | 16250
3HE11140AA | ASL VSR-AA ID and CTL Res 10k Subs - Application Software License (ASL) required for Application Assurance traffic identification and control for residential subscribers. One (1) of these ASLs is required for every increment of 10,000 subscribers. Multiple instances may be applied to a single VSR to allow the desired scale. | 40000 | 35% | 26000
3HE11141AA | ASL VSR-AA IBN Res 10k Subs - Application Software License (ASL) required for Application Assurance IBN rules for in-browser notification (IBN) for residential subscribers. One (1) of these ASLs is required for every increment of 10,000 subscribers. Multiple instances may be applied to a single VSR to allow the desired scale. | 10000 | 35% | 6500
3HE11142AA | ASL VSR-AA ICAP Control Res 10k Subs - Application Software License (ASL) required for Application Assurance ICAP session control for residential subscribers. One (1) of these ASLs is required for every increment of 10,000 subscribers. Multiple instances may be applied to a single VSR to allow the desired scale. | 100000 | 35% | 65000
3HE11143AA | ASL VSR-AA URL Filter Res 10k Subs - Application Software License (ASL) required for Application Assurance local list URL filtering for residential subscribers. One (1) of these ASLs is required for URL filtering for every increment of 10,000 subscribers. Multiple instances may be applied to a single VSR to allow the desired scale. | 10000 | 35% | 6500
3HE11144AA | ASL VSR-AA RTP Perf Res 10k Subs - Application Software License (ASL) required for Application Assurance RTP Performance Measurement for residential subscribers, including enable RTP Perfformance license. One (1) of these ASLs is required for every increment of 10,000 subscribers. Multiple instances may be applied to a single VSR to allow the desired scale. | 12500 | 35% | 8125
3HE11145AA | ASL VSR-AA ID and CTL Wifi 10k Subs - Application Software License (ASL) required for Application Assurance traffic identification and control for wifi subscribers. One (1) of these ASLs is required for every increment of 10,000 subscribers. Multiple instances may be applied to a single VSR to allow the desired scale. | 10000 | 35% | 6500
3HE11146AA | Application Software License - Application Software License (ASL) required for Application Assurance IBN rules for in-browser notification (IBN) for wifi subscribers. One (1) of these ASLs is required for every increment of 10,000 subscribers. Multiple instances may be applied to a single VSR to allow the desired scale. | 2500 | 35% | 1625
3HE11147AA | ASL VSR-AA ICAP Control 10k Subs - Application Software License (ASL) required for Application Assurance ICAP session control for Wifi (DSM) subscribers. One (1) of these ASLs is required for every increment of 10,000 subscribers. Multiple instances may be applied to a single VSR to allow the desired scale. | 10000 | 35% | 6500
3HE11148AA | Application Software License - Application Software License (ASL) required for Application Assurance local list URL filtering for wifi subscribers. One (1) of these ASLs is required for URL filtering for every increment of 10,000 subscribers. Multiple instances may be applied to a single VSR to allow the desired scale. . | 2500 | 35% | 1625
3HE11149AA | ASL VSR-AA ID and CTL VPN 1 Gbps - Application Software License (ASL) required for Application Assurance traffic identification and control for VPN subscribers. One (1) of these ASLs is required for every increment of 1 Gbps of AA traffic for IMIX traffic distribution. Multiple instances may be applied to a single VSR to allow the desired scale. | 8000 | 35% | 5200
3HE11150AA | ASL VSR-I AA ID and CTL VPN 100 Mbps - Application Software License (ASL) required for Application Assurance traffic identification for VPN subscribers. One (1) of these ASLs is required for every increment of 1 00 Mbps of AA traffic for IMIX traffic distribution. Multiple instances may be applied to a single VSR to allow the desired scale. | 1000 | 35% | 650
3HE11151AA | ASL VSR-AA Stateful FW 1 Gbps - Application Software License (ASL) required for Application Assurance Stateful Firewall. One (1) of these ASLs is required for every increment of 1 Gbps of AA traffic. Multiple instances may be applied to a single VSR to allow the desired scale. | 5000 | 35% | 3250
3HE11152AA | ASL VSR-AA Stateful FW 100 Mbps - Application Software License (ASL) required for Application Assurance Stateful Firewall. One (1) of these ASLs is required for every increment of 100 Mbps of AA traffic. Multiple instances may be applied to a single VSR to allow the desired scale. | 650 | 35% | 422.5
3HE11153AA | ASL VSR-AA RTP Perf VPN 1 Gbps - Application Software License (ASL) required for Application Assurance RTP Performance Measurement for VPN subscribers, including enable RTP Perfformance license. One (1) of these ASLs is required for every increment of 1 Gbps of AA traffic for IMIX traffic distribution. Multiple instances may be applied to a single VSR to allow the desired scale. | 5000 | 35% | 3250
3HE11154AA | ASL VSR-I AA RTP Perf 100 Mbps - Application Software License (ASL) required for Application Assurance RTP Performance Measurement for VPN subscribers, including enable RTP Perfformance license. One (1) of these ASLs is required for every increment of 100 Mbps for IMIX traffic distribution. Multiple instances may be applied to a single VSR to allow the desired scale. | 650 | 35% | 422.5
3HE11155AA | ASL VSR-NAT 10k Subs - Application Software License is required to enable NAT subscriber scale in increments of 10,000. One (1) license is required for every increment of 10,000 active subscribers in a Large Scale NAT (LSN) deployment. The total number of subscribers can include any subscriber type: IPv4 address in LSN44, B4 element (IPv6 address or prefix) in DS-Lite, IPv6 prefix in NAT64 or ESM subscriber in L2-Aware NAT. Multiple ASLs may be applied to a single VSR instance to allow the required subscriber scale. | 3000 | 35% | 1950
3HE11156AA | ASL VSR-NAT 1 Gbps - Application Software License required to enable NAT in bandwidth in increments of 1 Gbps. One (1) license is required for every increment of 1 Gbps of NAT capacity per VSR for IMIX traffic distribution. Multiple ASLs may be applied to a single VSR instance to allow the required bandwidth scale. | 3000 | 35% | 1950
3HE11157AA | ASL VSR-NAT Geo Redundancy - Application Software License required to enable geo redundancy for the NAT function. One (1) license is required to enable stateless GEO LSN redundancy per VSR. Separate NAT subscriber licenses are required for subscriber scale on each VSR. | 20000 | 35% | 13000
3HE11158AA | ASL VSR-NAT UPnP - Application Software License required to enable universal plug and play (UPnP) for the NAT function. One (1) license is required to enable UPnP per VSR. | 25000 | 35% | 16250
3HE11159AA | ASL VSR L2AwareNAT - Application Software License required to enable Layer 2 aware NAT. One (1) license is required to enable L2 aware NAT per VSR. | 35000 | 35% | 22750
3HE11160AA | ASL VSR MAP-T 1 Gbps - Application Software License (ASL) required for Mapping of Address and Port (MAP) in VSR. One (1) of these ASLs is required for every increment of 1 Gbps of traffic utilizing MAP. Multiple ASLs may be applied to an integrated VSR instance to allow the desired scale. | 1000 | 35% | 650
3HE11161AA | ASL VSR-IPsec 1k Tunnels - Application Software License is required to enable IPSec tunnel scale in increments of 1,000 One (1) license is required for 1,000 IPSec tunnels per VSR. Multiple ASLs may be applied to a single VSR instance to allow the required tunnel scale. | 2200 | 35% | 1430
3HE11162AA | ASL VSR-IPsec 100 Mbps - Application Software License is required to enable IPSec bandwidth in increments of 100 Mbps for IMIX traffic distribution. One (1) license is required for every increment of 100 Mbps of IPSec encryption capacity per VSR. Multiple ASLs may be applied to a single VSR instance to allow the required bandwidth scale. | 800 | 35% | 520
3HE11163AA | ASL VSR-IPsec Geo Redundancy - Application Software License is required to enable geo-redundancy. One (1) license is required to enable IPSec Geo-redundancy feature within a VSR | 50000 | 35% | 32500
3HE11168AA | Kit contains two spare adapter brackets and fastener hardware to secure the 7750 SR-a8 chassis to an ETSI rack. | 190 | 35% | 123.5
3HE11169AA | Kit contains two adapter bracket and fastener hardware to secure the 7750 SR-1e chassis to an ETSI rack. | 360 | 35% | 234
3HE11170AA | Kit contains two adapter bracket and fastener hardware to secure the 7750 SR-2e chassis to an ETSI rack. | 380 | 35% | 247
3HE11171AA | Kit contains two adapter bracket and fastener hardware to secure the 7750 SR-e3 chassis to an ETSI rack. | 400 | 35% | 260
3HE11172AA | Contracted Annual Software Release Subscription (SRS) fee for VSR. Entitles customer to unlimited nodal OS software upgrade licenses for one year. Annual contracts must be purchased against the total installed base value (IBV) or Annual Lease Value (ALV) for a given customer network or channel for a particular VSR VNF. Contact local B&P team or ION BD for more information. Customer must complete Export Control Doc. prior to release of any S/W. | Contact RBC's | 35% | #VALUE!
3HE11175AA | 7750 SR 7-B-Slot Chassis with 7750 SR-7-B 100 Amp DC PEM-3 and 7750 SR-7 Enhanced Fan Tray + 7750 SR SFM5-7 + CPM5 Bundle. Bundle Includes: (1) 3HE10852AA - CH-BN - 7750 SR-7-B DC w/PEM3 + EFT (1) 3HE09261AA - SFM - 7750 SR SFM5-7 + CPM5 | 91000 | 35% | 59150
3HE11176AA | 7750 SR 12-B Slot Chassis with 7750 SR-12 175 Amp DC PEM-3 and 7750 SR-12 Enhanced Fan Tray + 7750 SR SFM5-12 + CPM5 Bundle. Bundle Includes: (1) 3HE09260AA - SFM - 7750 SR SFM5-12 + CPM5 (1) 3HE10854AA - CH-BN - 7750 SR-12-B w/PEM3 + EFT | 142350 | 35% | 92527.5
3HE11179AA | 7750 SR-14s/7s AC/HVDC Power Shelf spare, Accessory Kit (mounting hardware), AC/HVDC Power Supplies and Coms module sold separately | 25000 | 35% | 16250
3HE11180AA | 7750 SR-14s/7s LVDC Power Shelf spare, Accessory Kit (mounting hardware) LVDC Power Supplies and Coms module sold separately | 25000 | 35% | 16250
3HE11181AA | 7750 SR-14s/7s Communication Card for the Power Shelf (LVDC and AC/HVDC) | 3500 | 35% | 2275
3HE11183AA | Power Supply AC/HVDC 6kW for the 7750 SR-14s/7s/2s/1s | 7500 | 35% | 4875
3HE11185AA | Power Supply LVDC 6kW for the 7750 SR-14s/7s/2s/1s | 7500 | 35% | 4875
3HE11223AA | Hardware GNSS LICENSE for SAR-Ax. One (1) License needed per SAR-Ax performing GNSS functionality. Note: additional RTU 3HE07354AC will be needed to use IEEE 1588 Time/Phase functionality. This SW RTU license is intangible. Nothing physical is shipped. If a paper copy is required, a certificate document may be printed by following the process outlined in document code “SWSC-DEL-L4-10” found at http://libra.app.alcatel-lucent.com/. | 3000 | 35% | 1950
3HE11239AA | 1-port 100GBase ER4Lite QSFP28 Optics Module, 40km, LC Connector, RoHS 6/6 compliant, Digital Diagnostic Monitor (DDM), 0/70C | 88000 | 35% | 57200
3HE11240AA | 1-port 40GBase ER4 40km QSFP+ Optics Module, 40km, LC Connector, RoHS 6/6 compliant, Digital Diagnostic Monitor (DDM) | 38000 | 35% | 24700
3HE11241AA | 1-port 4x10GBase LR 10km QSFP+ Optics Module, 10km, MPO Connector, RoHS 6/6 compliant, Digital Diagnostic Monitor (DDM) | 12000 | 35% | 7800
3HE11245AA | 1-port 1000BASE-BX-U Bi-Directional (BiDi) Small Form-Factor Pluggable (SFP) Optics Module, TX: 1490 nm, RX: 1570 nm, 80km, LC Connector, RoHS 6/6, Extended Temperature -40/85C | 3995 | 35% | 2596.75
3HE11245AB | 1-port 1000BASE-BX-D Bi-Directional (BiDi) Small Form-Factor Pluggable (SFP) Optics Module, TX: 1570nm, RX: 1490nm, 80km, LC Connector, RoHS 6/6, Extended Temperature -40/85C | 3995 | 35% | 2596.75
3HE11278AA | 7250 IXR-R6 Chassis. 6 MDA slots, 2 CPIOM slots. Accessories kit (3HE12384AA) included. No fan tray, fan filters and impedance panels included. Note that the 7250 IXR-R6 chassis does not have PSU slots. | 6500 | 35% | 4225
3HE11279AA | 7250 IXR-R6 fan tray. One per 7250 IXR-R6 system required | 1500 | 35% | 975
3HE11280AA | 7250 IXR-R6 10 x 10GE SFP+ MDA. Pluggables sold separately. | 16000 | 35% | 10400
3HE11282AA | 7250 IXR-R6 1 x 100GE QSFP28 + 6 x 10GE SFP+ MDA. Pluggables sold separately. | 20000 | 35% | 13000
3HE11282AB | 7250 IXR-R6 1 x 100GE QSFP28 + 6 x 10GE SFP+ MDA-e. Pluggables sold separately. | 20000 | 35% | 13000
3HE11283AA | 7250 IXR-R6 CPIOM. Up to two per system for control and forwarding. | 26000 | 35% | 16900
3HE11284AA | 7250 IXR-R6 20 x GE cSFP MDA. This MDA provides up to 20 1GE ports using cSFP pluggables in slots 3 & 4 of the 7250 IXR-R6. Pluggables sold separately. | 5000 | 35% | 3250
3HE11286AA | 7250 IXR-R6 fan filter: 5-pack | 1250 | 35% | 812.5
3HE11287AA | 7250 IXR-R6 CPIOM impedance panel | 200 | 35% | 130
3HE11288AA | 7250 IXR-R6 MDA impedance panel | 200 | 35% | 130
3HE11298AA | 35W High Voltage ETR Power Supply - Requires a single 90-264VAC or 88 to 300VDC input, and provides a single 24VDC output to provide power to the 7705 SAR-Hm main chassis or any other low power 24V DC product. This supply is DIN rail mountable. | 650 | 35% | 422.5
3HE11301AA | 7750 SR-14s Chassis Spare. Includes; (1)7750 SR-14s Chassis. (1) 3HE11313AA-ACC - 7750 SR-14s ACCESSORY KIT Impedance Panels, LVDC, AC/HVDC Power Shelf, Power Shelf Accessory kits, Rear mounting brackets, and Power Shelf interconnect kits all sold separately | 185000 | 35% | 120250
3HE11304AA | CPM - 7750 SR-s CPM-14s/7s | 60000 | 35% | 39000
3HE11305AA | 7750 SR-7s XCM (XMA Control Module). Provides up to 4.8Tb of slot switching capacity. Accepts (1) 7750 SR-s XMA | 58000 | 35% | 37700
3HE11307AA | 7750 SR-s XMA (Expandable Media Adapter), 2x FP4 complex, performance to 2.4T FD, Aggregation mode up to 36-connectors Universal QSFP28. Core Router (CR) scale feature set (1024 per complex = h/w queues, 1024 per complex = egress policers) Software scale upgradeable to ER or HE feature set. Hardware performance up to 3.6T intelligent fan-in/fan-out | 880000 | 35% | 572000
3HE11307BA | 7750 SR-s XMA (Expandable Media Adapter), 2x FP4 complex, performance to 2.4T FD, Aggregation mode up to 36-connectors Universal QSFP28. Edge Rourter (ER) scale feature set (16 384 per complex = h/w queues, 16 384 per complex = egress policers) Software scale upgradeable to HE feature set. Hardware performance up to 3.6T intelligent fan-in/fan-out. | 1040000 | 35% | 676000
3HE11307CA | 7750 SR-s XMA (Expandable Media Adapter), 2x FP4 complex, performance to 2.4T FD, Aggregation mode up to 36-connectors Universal QSFP28. High-Scale Edge (HE) scale feature set (no restrict hardware queues or egress policers) Full High-Scale Edge feature set. Hardware performance up to 3.6T intelligent fan-in/fan-out. | 1200000 | 35% | 780000
3HE11309AA | 7750 SR-14s/7s/2s XMA Impedance Panel, must be installed in each and every empty XMA slot. | 3700 | 35% | 2405
3HE11310AA | 7750 SR-14s XCM Impedance Panel, must be installed in each and every empty XCM-s slot. | 6000 | 35% | 3900
3HE11311AA | 7750 SR-14s/7s CPM Impedance Panel, must be installed in each and every empty CPM slot. | 3500 | 35% | 2275
3HE11312AA | 7750 SR-14s/7s Fan Tray spare | 10000 | 35% | 6500
3HE11313AA | 7750 SR-14s Accessory Kit, this kit includes the following; (1) CABLE ASSY RJ45 PLUG STR TO PLUG STR SHLD LSZH CAT6 BLK 5 FT (1) CABLE ASSY RJ45 PLUG STR TO PLUG STR SHLD LSZH CAT6 BLK 7 FT (2) NUT 1/4-20 (1) CONN, LUG,#2 AWG WIRE, 1/4" BOLT HOLES, .625" SPACING, 0.5" TONGUE, DOUBLE-CRIMP, 90 DEG (1) Wrist Strap (1) 3HE12566AA ACC - SR-s CLEANING TOOL, HONEYCOMB | 1000 | 35% | 650
3HE11315AA | 7750 SR-s Switch Fabric Module for the 7750 SR-14s/7s | 200000 | 35% | 130000
3HE11316AA | 7750 SR-14s XCM (XMA Control Module). Provides up to 9.6Tb of slot switching capacity. Accepts (2) 7750 SR-s XMA | 86000 | 35% | 55900
3HE11342AA | 7750 SR MG -ISM Subscriber Services Gateway (SSG) Application Software License Note: One license is required for each active MG-ISM (License is not required on the standby MG-ISM). | 40000 | 35% | 26000
3HE11343AA | 7750 SR MG-ISM Subscriber Services Gateway (SSG) RTU LIC FOR 10,000 Subscribers | 25000 | 35% | 16250
3HE11351AA | 7750 SR IOM4-e-HS (High Scale) Baseboard. Accepts up to 2 MDA-e Full Service Routing Functionality, Full Queuing, hierarchical policing, IPv4/IPv6 routing services. Available upgrades/licenses: VPRN | 705000 | 35% | 458250
3HE11351CA | 7750 SR IOM4-e-HS (High Scale) Baseboard. Accepts up to 2 MDA-e Includes "Layer-2 High Queuing" IMM Software License/functionality for full ESS functionality which includes the use of full queuing and policing with layer-2 services. Excludes use of multicast routing protocol or services, IPv6 routing services, VPRN services (including IPv4 and IPv6 VPNs), network interfaces when installed in a chassis running the above mentioned restricted services. Available upgrades/licenses: upgrade to L3HQ | 533000 | 35% | 346450
3HE11352AA | 7750 SR MG -ISM Trusted WLAN Access Gateway (TWAG) Application Software License Note: One license is required for each active MG-ISM (License is not required on the standby MG-ISM). | 40000 | 35% | 26000
3HE11353AA | 7750 SR MG-ISM Trusted WLAN Access Gateway (TWAG) RTU LIC FOR 10,000 Subscribers | 25000 | 35% | 16250
3HE11355DA | Nuage Virtual Routing and Switching License for one (1) Linux Bare Metal server with upto 4x10GigE interface. Features include Layer 2, Layer 3 Virtual Routing and Switching connectivity, and features such as dynamic routing protocols, federation of VSCs and policy and analytics (QoS, TCAs, service chaining, stateful ACLs, statistics and features requiring the Analytics Engine). | 4895 | 35% | 3181.75
3HE11356DA | Nuage Virtual Routing and Switching License for one (1) Linux Bare Metal server with upto 4x40GigE interface . Features include Layer 2, Layer 3 Virtual Routing and Switching connectivity, and features such as dynamic routing protocols, federation of VSCs and policy and analytics (QoS, TCAs, service chaining, stateful ACLs, statistics and features requiring the Analytics Engine). | 16995 | 35% | 11046.75
3HE11357DA | Nuage Virtual Routing and Switching Annual RTU License for one (1) Linux Bare Metal server with upto 4x10GigE interface. Features include Layer 2, Layer 3 Virtual Routing and Switching connectivity, and features such as dynamic routing protocols, federation of VSCs and policy and analytics (QoS, TCAs, service chaining, stateful ACLs, statistics and features requiring the Analytics Engine). | 1995 | 35% | 1296.75
3HE11358DA | Nuage Virtual Routing and Switching Annual RTU License for one (1) Linux Bare Metal server with upto 4x40GigE interface. Features include Layer 2, Layer 3 Virtual Routing and Switching connectivity, and features such as dynamic routing protocols, federation of VSCs and policy and analytics (QoS, TCAs, service chaining, stateful ACLs, statistics and features requiring the Analytics Engine). | 6795 | 35% | 4416.75
3HE11362AA | 7750 SR 7-B-Slot Chassis with 7750 SR-7-B 100 Amp DC PEM-3 and 7750 SR-7 Enhanced Fan Tray + 7450 ESS SFM5-7 + CPM5 Bundle. Bundle Includes: (1) 3HE10852AA - CH-BN - 7750 SR-7-B DC w/PEM3 + EFT (1) 3HE09263AA - SFM - 7450 ESS SFM5-7 + CPM5 7450 ESS feature set utilized via a BOF command. Requires SR-OS R14.0.R6 to support 7450 ESS within this chassis. | 91000 | 35% | 59150
3HE11363AA | 7750 SR 12-B Slot Chassis with 7750 SR-12 175 Amp DC PEM-3 and 7750 SR-12 Enhanced Fan Tray + 7450 ESS SFM5-12 + CPM5 Bundle. Bundle Includes: (1) 3HE09262AA - SFM - 7450 ESS SFM5-12 + CPM5 (1) 3HE10854AA - CH-BN - 7750 SR-12-B w/PEM3 + EFT 7450 ESS feature set utilized via a BOF command. Requires SR-OS R14.0.R6 to support 7450 ESS within this chassis. | 142350 | 35% | 92527.5
3HE11367AA | Nuage Virtualized Network Services (VNS) Network Services Gateway Border Router (NSG-BR) Right-To-Use 1Gbps Includes: - L3 Domain linking between WAN and DC - IPsec to VxLAN / VxLAN to VxLAN - Enables Policy across WAN and DC Requires the purchase of base route and VPN router licenses An additional IPsec license is required for IPsec to VxLAN | 14495 | 35% | 9421.75
3HE11368AA | Nuage Virtualized Network Services (VNS) Network Services Gateway Border Router (NSG-BR) Right-To-Use 2Gbps Includes: - L3 Domain linking between WAN and DC - IPsec to VxLAN / VxLAN to VxLAN - Enables Policy across WAN and DC Requires the purchase of base route and VPN router licenses An additional IPsec license is required for IPsec to VxLAN | 17295 | 35% | 11241.75
3HE11369AA | Nuage Virtualized Network Services (VNS) Network Services Gateway Border Router (NSG-BR) Right-To-Use 10Gbps Includes: - L3 Domain linking between WAN and DC - IPsec to VxLAN / VxLAN to VxLAN - Enables Policy across WAN and DC Requires the purchase of base route and VPN router licenses An additional IPsec license is required for IPsec to VxLAN | 51995 | 35% | 33796.75
3HE11372DA | Nuage Hardware VxLAN VTEP Annual RTU license to enable non-virtualized assets to participate in the network overlay. This license enables up to 48x10GE ports to be connected offering L2, L3, QOS, ACL features when supported by the hardware device. This license is applicable on a single switch basis and applies to Nuage 7850, 210 WBX, as well as 3rd party VTEPs. This allows access to the latest version and automatic updates. | 3595 | 35% | 2336.75
3HE11373DA | Nuage Hardware VxLAN VTEP Annual RTU license to enable non-virtualized assets to participate in the network overlay. This license enables up to 48x40GE ports to be connected offering L2, L3, QOS, ACL features when supported by the hardware device. This license is applicable on a single switch basis and applies to Nuage 7850, 210 WBX, as well as 3rd party VTEPs. This allows access to the latest version and automatic updates. | 8995 | 35% | 5846.75
3HE11379AA | 7750 SR-7/ 7450 ESS-7 INPUT POWER RATING LABEL. Required when at least one 200G card is installed in a system. | 1 | 35% | 0.65
3HE11380AA | ASL VSR BGP Route Reflector - Application Software License (ASL) is required to enable BGP Route Reflector (RR) functionality on a VSR-I (integrated model) system. A bandwidth license for at least 1Gbps must also be purchased. If more than 20 Gbps of bandwidth is licensed to a system (advanced QoS or standard QoS) BGP route reflection functionality is available without the purchase of this license. This part number purchases a license that is only valid with VSR systems running 14.0R6 or later software images. | 50000 | 35% | 32500
3HE11467EA | 7210 SAS-K 2F6C4T, Release 20.X Base OS License / Native and MPLS Ethernet L2 VPNs License. This is a per chassis license valid for release 20.X and must be purchased for both 7210 SAS-K 2F6C4T (non-ETR) and 7210 SAS-K 2F6C4T ETR variant. It provides the Base OS and includes support for native and MPLS-based Ethernet services (e.g. Layer-2 VPLS and Epipe services). It also includes support for syncE and PTP. It excludes the use IP services (e.g. VPRNs and IES services). It must also be purchased for upgrade to release 20.X. It will shipped on a SD Card. | 350 | 35% | 227.5
3HE11468AA | RTU - 7210 SAS-K 2F6C4T, IP services License. This is a per chassis license and must be purchased for both 7210 SAS-K 2F6C4T (non-ETR) and 7210 SAS-K 2F6C4T ETR variant. This is a per chassis license. It is a one-time license to enable IP services on the node. It enables support of IP services (e.g. VPRN, IES and L3 VPNs using BGP 3107). | 200 | 35% | 130
3HE11469DA | OS - 7210 SAS-Sx 10GE/100GE variant, Release 20.X Base OS License / Native and MPLS Ethernet L2 VPNs License, Standalone Mode. This is a per chassis license valid for release 20.X. It provides the Base OS and includes support for native and MPLS-based Ethernet services (e.g. Layer-2 VPLS and Epipe services) for operating in standalone mode. It also includes support for syncE and PTP. It is required to operate 7210 SAS-Sx 64SFP+ 4CFP4 and 7210 SAS-Sx 64SFP+ 4QSFP28 chassis, in standalone mode. It excludes the use IP services (e.g. VPRNs and IES services) and stacking/VC configuration. It must also be purchased for upgrade to release 20.X. It will shipped on a SD Card. | 5000 | 35% | 3250
3HE11470AA | RTU - 7210 SAS-Sx 10GE/100GE variant, IP services License, Standalone Mode. This is a per chassis license. It is a one-time license to enable IP services on the node. It enables support of IP services (e.g. VPRN, IES and L3 VPNs using BGP 3107). It is required to use IP services on 7210 SAS-Sx 64SFP+ 4CFP4 chassis, 7210 SAS-Sx 64SFP+ 4QSFP28 chassis and 7210 SAS-Sx 64SFP+ 4QSFP28 ETR chassis, in standalone mode. It excludes the use of Stacking. | 2500 | 35% | 1625
3HE11471DA | 7210 SAS-Sx 10GE/100GE variant, Release 20.X Base OS License, Satellite Mode. This is a per chassis license for release 20.X. It allows for operating the chassis in satellite mode. It is required to operate 7210 SAS-Sx 64SFP+ 4CFP4 and 7210 SAS-Sx 64SFP+ 4QSFP28 chassis, in satellite mode. It excludes the use standalone mode of operation and use of Stacking. It must also be purchased for upgrade to release 20.X. It will be shipped on a SD card. | 2000 | 35% | 1300
3HE11502AA | 7210 RPS CHASSIS | 6516 | 35% | 4235.4
3HE11503AA | 7210 RPS Fiber Satellite Power Adaptor | 3028 | 35% | 1968.2
3HE11504AA | 7210 RPS INTERPOSER DCIN 12V_150WOUT | 2832 | 35% | 1840.8
3HE11557AA | Nuage Virtualized Security Service Layer 4 Flow Data Source License per VRS host | 1225 | 35% | 796.25
3HE11558AA | Nuage Virtualized Security Service Layer 4 Flow Data Source License per VRS host | 4250 | 35% | 2762.5
3HE11559AA | Nuage Virtualized Security Service Layer 4 Flow Data Source Annual RTU License per VRS host | 490 | 35% | 318.5
3HE11560AA | Nuage Virtualized Security Service Layer 4 Flow Data Source Annual RTU License per VRS host | 1700 | 35% | 1105
3HE11561AA | Nuage Virtualized Security Service Layer 4 Security Insights, Threshold based Alerts with Automated Policy Action License per VSD Analytics/Stats Node (ElasticSearch Node) | 9990 | 35% | 6493.5
3HE11562AA | Nuage Virtualized Security Service L4 Security Insights, Alerts and Automated Policy Action Annual RTU License per VSD (either Standalone VSD instance or a single VSD Cluster) | 5995 | 35% | 3896.75
3HE11565DA | Nuage Virtualized Security Service Layer 4 Flow Data Source License per NSG device with upto 100Mbps license | 165 | 35% | 107.25
3HE11566DA | Nuage Virtualized Security Service Layer 4 Flow Data Source License per NSG device with upto 200Mbps license | 250 | 35% | 162.5
3HE11567DA | Nuage Virtualized Security Service Layer 4 Flow Data Source License per NSG device with upto 500Mbps license | 415 | 35% | 269.75
3HE11568DA | Nuage Virtualized Security Service Layer 4 Flow Data Source License per NSG device with upto 1Gbps license | 825 | 35% | 536.25
3HE11569DA | Nuage Virtualized Security Service Layer 4 Flow Data Source License per NSG device with upto 2Gbps license | 2475 | 35% | 1608.75
3HE11570DA | Nuage Virtualized Security Service Layer 4 Flow Data Source License per NSG device with upto 10Gbps license | 2950 | 35% | 1917.5
3HE11580AA | 7950 XRS-20 60A/80A DC Stand-Alone Complete Chassis Bundle, shipped with all common hardware. Includes: (1) 3HE07112AA - CH-BN - 7950 XRS-20 Integrated Chassis (5) 3HE09422AA - APEQ-DC-2200-2800 Power Equalizer Module (8) 3HE08505AA - SFM - 7950 XRS-20 SFM-X20S-B (2) 3HE07116AB - CPM - 7950 XRS-20 CPM 16GB, (1) 3HE10474AA - ACC - 7950 XRS-20 80A BREAKERS (x24) Note: You must order separate impedance panels (XCM, XMA or C-XMA impedance panels) for every empty slot. | 550000 | 35% | 357500
3HE11582AA | 7950 XRS-20 AC Stand-Alone Complete Chassis Bundle, shipped with all common hardware. Includes: (1) 3HE07112AA - CH-BN - 7950 XRS-20 Integrated Chassis (5) 3HE09423AA - APEQ - APEQ-AC-3000 Power Equalizer Module (8) 3HE08505AA - SFM - 7950 XRS-20 SFM-X20S-B (2) 3HE07116AB - CPM - 7950 XRS-20 CPM 16GB Note: You must order separate impedance panels (XCM, XMA or C-XMA impedance panels) for every empty slot. | 550000 | 35% | 357500
3HE11588AA | SAR-Hm Release 15.0 OS License. One (1) OS license is required for each SAR-Hm in the network. See the optional RTUs available for additional advanced features. This SW RTU license is intangible. Nothing physical is shipped. If a paper copy is required, a certificate document may be printed by following the process outlined in document code “SWSC-DEL-L4-10” found at http://libra.app.alcatel-lucent.com/. | 550 | 35% | 357.5
3HE11588AB | SAR-Hm Release 16.0 OS License. One (1) OS license is required for each SAR-Hm in the network. See the optional RTUs available for additional advanced features. This SW RTU license is intangible. Nothing physical is shipped. If a paper copy is required, a certificate document may be printed by following the process outlined in document code “SWSC-DEL-L4-10” found at http://libra.app.alcatel-lucent.com/. | 550 | 35% | 357.5
3HE11588AC | 7705 SAR-Hm/Hmc Release 19 OS License. One (1) OS license is required for each SAR-Hm/Hmc in the network. See the optional RTUs available for additional advanced features. This SW RTU license is intangible. Nothing physical is shipped. If a paper copy is required, a certificate document may be printed by following the process outlined in document code “SWSC-DEL-L4-10” found at http://libra.app.alcatel-lucent.com/. | 550 | 35% | 357.5
3HE11588AD | 7705 SAR-Hm/Hmc Release 20 OS License. One (1) OS license is required for each SAR-Hm/Hmc in the network. See the optional RTUs available for additional advanced features. This SW RTU license is intangible. Nothing physical is shipped. If a paper copy is required, a certificate document may be printed by following the process outlined in document code “SWSC-DEL-L4-10” found at http://libra.app.alcatel-lucent.com/. | 550 | 35% | 357.5
3HE11589AA | RTU - SAR-Hm WLAN license. Includes support for enabling WLAN services on the SAR-Hm node. One (1) OS License is required for each SAR-Hm in the network. | 300 | 35% | 195
3HE11597AA | SYS - 7210 SAS-Sx 64SFP+ 4QSFP28 system includes; (1) Fixed Fans, (2) Repaceable Air Filters (2) Hot swappable power supply slots, (64) SFP+ (4)QSFP28 ports Does not include power supplies. Does not include 7210 SAS Operating Software or usage licences. | 31000 | 35% | 20150
3HE11600AA | SAR-Hm with non-redundant (10-28V) DC power feed covering NAR and EMEA LTE/3G bands. IEEE 802.11b/g/n (WLAN) and GNSS receiver supported. DIN rail or panel mountable. Node has 6 10/100BASE-T RJ-45, 2 RS-232 (RJ-45) ports. OS, firewall, encryption and WLAN software licenses are sold separately. Antennas, DIN rail or other mounting hardware sold separately. | 4250 | 35% | 2762.5
3HE11602AA | SAR-Hm with non-redundant (10-28V) DC power feed covering APAC and rest-of-world LTE/3G bands. IEEE 802.11b/g/n (WLAN) and GNSS receiver supported. DIN rail or panel mountable. Node has 6 10/100BASE-T RJ-45, 2 RS-232 (RJ-45) ports. OS, firewall, encryption and WLAN software licenses are sold separately. Antennas, DIN rail or other mounting hardware sold separately. | 4250 | 35% | 2762.5
3HE11642DA | Nuage Virtualized Security Service Layer 4 Flow Data Source Annual RTU License per NSG device with upto 100Mbps throughput | 67.65 | 35% | 43.9725
3HE11643DA | Nuage Virtualized Security Service Layer 4 Flow Data Source Annual RTU License per NSG device with upto 200Mbps throughput | 102.5 | 35% | 66.625
3HE11644DA | Nuage Virtualized Security Service Layer 4 Flow Data Source Annual RTU License per NSG device with upto 500Mbps throughput | 170.15 | 35% | 110.5975
3HE11645DA | Nuage Virtualized Security Service Layer 4 Flow Data Source Annual RTU License per NSG device with upto 1Gbps throughput | 338.25 | 35% | 219.8625
3HE11646DA | Nuage Virtualized Security Service Layer 4 Flow Data Source Annual RTU License per NSG device with upto 2Gbps throughput | 1014.75 | 35% | 659.5875
3HE11647DA | Nuage Virtualized Security Service Layer 4 Flow Data Source Annual RTU License per NSG device with upto 10Gbps throughput | 1209.5 | 35% | 786.175
3HE11648DA | Nuage Virtualized Network Services (VNS) Network Services Software (Virtual) Gateway (NSG-V) Basic Router Annual RTU License 100Mbps Includes: - QoS functionality (ingress policing, egress shaping, classification and marking) - NSG Bootstrapping for activating NSGs through VSP - NSG Automation for centralized provisioning and management - Basic IP Routing and Internet Access support | 270.6 | 35% | 175.89
3HE11649DA | Nuage Virtualized Network Services (VNS) Network Services Software (Virtual) Gateway (NSG-V) Basic Router Annual RTU License 200Mbps Includes: - QoS functionality (ingress policing, egress shaping, classification and marking) - NSG Bootstrapping for activating NSGs through VSP - NSG Automation for centralized provisioning and management - Basic IP Routing and Internet Access support | 405.9 | 35% | 263.835
3HE11650DA | Nuage Virtualized Network Services (VNS) Network Services Software (Virtual) Gateway (NSG-V) Basic Router Annual RTU License 500Mbps Includes: - QoS functionality (ingress policing, egress shaping, classification and marking) - NSG Bootstrapping for activating NSGs through VSP - NSG Automation for centralized provisioning and management - Basic IP Routing and Internet Access support | 676.5 | 35% | 439.725
3HE11651DA | Nuage Virtualized Network Services (VNS) Network Services Software (Virtual) Gateway (NSG-V) Basic Router Annual RTU License 1Gbps Includes: - QoS functionality (ingress policing, egress shaping, classification and marking) - NSG Bootstrapping for activating NSGs through VSP - NSG Automation for centralized provisioning and management - Basic IP Routing and Internet Access support | 1353 | 35% | 879.45
3HE11652DA | Nuage Virtualized Network Services (VNS) Network Services Software (Virtual) Gateway (NSG-V) Basic Router Annual RTU License 2Gbps Includes: - QoS functionality (ingress policing, egress shaping, classification and marking) - NSG Bootstrapping for activating NSGs through VSP - NSG Automation for centralized provisioning and management - Basic IP Routing and Internet Access support | 4059 | 35% | 2638.35
3HE11653DA | Nuage Virtualized Network Services (VNS) Network Services Software (Virtual) Gateway (NSG-V) Basic Router Annual RTU License 10Gbps Includes: - QoS functionality (ingress policing, egress shaping, classification and marking) - NSG Bootstrapping for activating NSGs through VSP - NSG Automation for centralized provisioning and management - Basic IP Routing and Internet Access support | 4870.8 | 35% | 3166.02
3HE11654DA | Nuage Virtualized Network Services (VNS) Network Services Gateway (NSG) VPN Router Annual RTU License 100Mbps Includes: - VPN Router add-on for NSG Basic Router License - Enables L2VPN (Point-to-Point, Multipoint) services - Enables L3VPN services Requires the purchase of basic router license | 123 | 35% | 79.95
3HE11655DA | Nuage Virtualized Network Services (VNS) Network Services Gateway (NSG) VPN Router Annual RTU License 200Mbps Includes: - VPN Router add-on for NSG Basic Router License - Enables L2VPN (Point-to-Point, Multipoint) services - Enables L3VPN services Requires the purchase of basic router license | 184.5 | 35% | 119.925
3HE11656DA | Nuage Virtualized Network Services (VNS) Network Services Gateway (NSG) VPN Router Annual RTU License 500Mbps Includes: - VPN Router add-on for NSG Basic Router License - Enables L2VPN (Point-to-Point, Multipoint) services - Enables L3VPN services Requires the purchase of basic router license | 307.5 | 35% | 199.875
3HE11657DA | Nuage Virtualized Network Services (VNS) Network Services Gateway (NSG) VPN Router Annual RTU License 1Gbps Includes: - VPN Router add-on for NSG Basic Router License - Enables L2VPN (Point-to-Point, Multipoint) services - Enables L3VPN services Requires the purchase of basic router license | 615 | 35% | 399.75
3HE11658DA | Nuage Virtualized Network Services (VNS) Network Services Gateway (NSG) VPN Router Annual RTU License 2Gbps Includes: - VPN Router add-on for NSG Basic Router License - Enables L2VPN (Point-to-Point, Multipoint) services - Enables L3VPN services Requires the purchase of basic router license | 1845 | 35% | 1199.25
3HE11659DA | Nuage Virtualized Network Services (VNS) Network Services Gateway (NSG) VPN Router Annual RTU License 10Gbps Includes: - VPN Router add-on for NSG Basic Router License - Enables L2VPN (Point-to-Point, Multipoint) services - Enables L3VPN services Requires the purchase of basic router license | 2214 | 35% | 1439.1
3HE11660DA | Nuage Virtualized Network Services (VNS) Network Services Gateway (NSG) Network Address Translation (NAT)/Port Address Translation (PAT) Annual RTU License 100Mbps Enables the use of 1:1 NAT and N:1 PAT on underlay addresses | 34.85 | 35% | 22.6525
3HE11661DA | Nuage Virtualized Network Services (VNS) Network Services Gateway (NSG) Network Address Translation (NAT)/Port Address Translation (PAT) Annual RTU License 200Mbps Enables the use of 1:1 NAT and N:1 PAT on underlay addresses | 51.25 | 35% | 33.3125
3HE11662DA | Nuage Virtualized Network Services (VNS) Network Services Gateway (NSG) Network Address Translation (NAT)/Port Address Translation (PAT) Annual RTU License 500Mbps Enables the use of 1:1 NAT and N:1 PAT on underlay addresses | 86.1 | 35% | 55.965
3HE11663DA | Nuage Virtualized Network Services (VNS) Network Services Gateway (NSG) Network Address Translation (NAT)/Port Address Translation (PAT) Annual RTU License 1Gbps Enables the use of 1:1 NAT and N:1 PAT on underlay addresses | 170.15 | 35% | 110.5975
3HE11664DA | Nuage Virtualized Network Services (VNS) Network Services Gateway (NSG) Network Address Translation (NAT)/Port Address Translation (PAT) Annual RTU License 2Gbps Enables the use of 1:1 NAT and N:1 PAT on underlay addresses | 508.4 | 35% | 330.46
3HE11665DA | Nuage Virtualized Network Services (VNS) Network Services Gateway (NSG) Network Address Translation (NAT)/Port Address Translation (PAT) Annual RTU License 10Gbps Enables the use of 1:1 NAT and N:1 PAT on underlay addresses | 608.85 | 35% | 395.7525
3HE11666DA | Nuage Virtualized Network Services (VNS) Network Services Gateway (NSG) IPsec Annual RTU License 100Mbps Enables IPsec wrapping of VXLAN tunnels for L2VPN/L3VPN data path Requires the purchase of NSG VPN License | 112.75 | 35% | 73.2875
3HE11667DA | Nuage Virtualized Network Services (VNS) Network Services Gateway (NSG) IPsec Annual RTU License 200Mbps Enables IPsec wrapping of VXLAN tunnels for L2VPN/L3VPN data path Requires the purchase of NSG VPN License | 170.15 | 35% | 110.5975
3HE11668DA | Nuage Virtualized Network Services (VNS) Network Services Gateway (NSG) IPsec Annual RTU Licensee 500Mbps Enables IPsec wrapping of VXLAN tunnels for L2VPN/L3VPN data path Requires the purchase of NSG VPN License | 282.9 | 35% | 183.885
3HE11669DA | Nuage Virtualized Network Services (VNS) Network Services Gateway (NSG) IPsec Annual RTU License 1Gbps Enables IPsec wrapping of VXLAN tunnels for L2VPN/L3VPN data path Requires the purchase of NSG VPN License | 563.75 | 35% | 366.4375
3HE11670DA | Nuage Virtualized Network Services (VNS) Network Services Gateway (NSG) IPsec Annual RTU License 2Gbps Enables IPsec wrapping of VXLAN tunnels for L2VPN/L3VPN data path Requires the purchase of NSG VPN License | 1691.25 | 35% | 1099.3125
3HE11671DA | Nuage Virtualized Network Services (VNS) Network Services Gateway (NSG) IPsec Annual RTU License 10Gbps Enables IPsec wrapping of VXLAN tunnels for L2VPN/L3VPN data path Requires the purchase of NSG VPN License | 2029.5 | 35% | 1319.175
3HE11672DA | Nuage Virtualized Network Services (VNS) Network Services Gateway Border Router (NSG-BR) annual RTU License 1Gbps Includes: - L3 Domain linking between WAN and DC - IPsec to VxLAN / VxLAN to VxLAN - Enables Policy across WAN and DC Requires the purchase of base route and VPN router licenses An additional IPsec license is required. | 5942.95 | 35% | 3862.9175
3HE11673DA | Nuage Virtualized Network Services (VNS) Network Services Gateway Border Router (NSG-BR) annual RTU License 2Gbps Includes: - L3 Domain linking between WAN and DC - IPsec to VxLAN / VxLAN to VxLAN - Enables Policy across WAN and DC Requires the purchase of base route and VPN router licenses An additional IPsec license is required. | 7090.95 | 35% | 4609.1175
3HE11674DA | Nuage Virtualized Network Services (VNS) Network Services Gateway Border Router (NSG-BR) annual RTU License 10Gbps Includes: - L3 Domain linking between WAN and DC - IPsec to VxLAN / VxLAN to VxLAN - Enables Policy across WAN and DC Requires the purchase of base route and VPN router licenses An additional IPsec license is required. | 21317.95 | 35% | 13856.6675
3HE11675DA | Nuage Virtualized Network Services (VNS) Network Services Gateway (NSG) Business Intelligence Statistics Annual RTU License 100Mbps enables Application Performance Management, Network Performance Measurement, Usage Reporting and Statistics collection from NSGs for analytics purposes | 57.4 | 35% | 37.31
3HE11676DA | Nuage Virtualized Network Services (VNS) Network Services Gateway (NSG) Business Intelligence Statistics Annual RTU License 200Mbps enables Application Performance Management, Network Performance Measurement, Usage Reporting and Statistics collection from NSGs for analytics purposes | 86.1 | 35% | 55.965
3HE11677DA | "Nuage Virtualized Network Services (VNS) Network Services Gateway (NSG) Business Intelligence Statistics Annual RTU License 500Mbps enables Application Performance Management, Network Performance Measurement, Usage Reporting and Statistics collection from NSGs for analytics purposes" | 141.45 | 35% | 91.9425
3HE11678DA | "Nuage Virtualized Network Services (VNS) Network Services Gateway (NSG) Business Intelligence Statistics Annual RTU License 1Gbps enables Application Performance Management, Network Performance Measurement, Usage Reporting and Statistics collection from NSGs for analytics purposes" | 282.9 | 35% | 183.885
3HE11679DA | "Nuage Virtualized Network Services (VNS) Network Services Gateway (NSG) Business Intelligence Statistics Annual RTU License 2Gbps enables Application Performance Management, Network Performance Measurement, Usage Reporting and Statistics collection from NSGs for analytics purposes" | 846.65 | 35% | 550.3225
3HE11680DA | "Nuage Virtualized Network Services (VNS) Network Services Gateway (NSG) Business Intelligence Statistics Annual RTU License 10Gbps enables Application Performance Management, Network Performance Measurement, Usage Reporting and Statistics collection from NSGs for analytics purposes" | 1014.75 | 35% | 659.5875
3HE11681DA | Nuage Virtualized Network Services (VNS) Network Services Gateway (NSG) Service Chaining Annual RTU License 100Mbps Enables service chaining from NSG-to-NSG or NSG-to-service delivery point such as a datacenter VRS, VRS-G, VSG, or other VNF. Requires the purchase of NSG VPN License | 57.4 | 35% | 37.31
3HE11682DA | Nuage Virtualized Network Services (VNS) Network Services Gateway (NSG) Service Chaining Annual RTU License 200Mbps Enables service chaining from NSG-to-NSG or NSG-to-service delivery point such as a datacenter VRS, VRS-G, VSG, or other VNF. Requires the purchase of NSG VPN License | 86.1 | 35% | 55.965
3HE11683DA | Nuage Virtualized Network Services (VNS) Network Services Gateway (NSG) Service Chaining Annual RTU License 500Mbps Enables service chaining from NSG-to-NSG or NSG-to-service delivery point such as a datacenter VRS, VRS-G, VSG, or other VNF. Requires the purchase of NSG VPN License | 141.45 | 35% | 91.9425
3HE11684DA | Nuage Virtualized Network Services (VNS) Network Services Gateway (NSG) Service Chaining Annual RTU License 1Gbps Enables service chaining from NSG-to-NSG or NSG-to-service delivery point such as a datacenter VRS, VRS-G, VSG, or other VNF. Requires the purchase of NSG VPN License | 282.9 | 35% | 183.885
3HE11685DA | Nuage Virtualized Network Services (VNS) Network Services Gateway (NSG) Service Chaining Annual RTU License 2Gbps Enables service chaining from NSG-to-NSG or NSG-to-service delivery point such as a datacenter VRS, VRS-G, VSG, or other VNF. Requires the purchase of NSG VPN License | 846.65 | 35% | 550.3225
3HE11686DA | Nuage Virtualized Network Services (VNS) Network Services Gateway (NSG) Service Chaining Annual RTU License 10Gbps Enables service chaining from NSG-to-NSG or NSG-to-service delivery point such as a datacenter VRS, VRS-G, VSG, or other VNF. Requires the purchase of NSG VPN License | 1014.75 | 35% | 659.5875
3HE11692DA | Nuage Virtualized Network Services (VNS) Network Services Gateway (NSG) Access Control List (ACL) Annual RTU 100Mbps | 22.55 | 35% | 14.6575
3HE11693DA | Nuage Virtualized Network Services (VNS) Network Services Gateway (NSG) Access Control List (ACL) Annual RTU 200Mbps | 34.85 | 35% | 22.6525
3HE11694DA | Nuage Virtualized Network Services (VNS) Network Services Gateway (NSG) Access Control List (ACL) Annual RTU 500Mbps | 57.4 | 35% | 37.31
3HE11695DA | Nuage Virtualized Network Services (VNS) Network Services Gateway (NSG) Access Control List (ACL) Annual RTU 1Gbps | 112.75 | 35% | 73.2875
3HE11696DA | Nuage Virtualized Network Services (VNS) Network Services Gateway (NSG) Access Control List (ACL) Annual RTU 2Gbps | 338.25 | 35% | 219.8625
3HE11697DA | Nuage Virtualized Network Services (VNS) Network Services Gateway (NSG) Access Control List (ACL) Annual RTU 10Gbps | 405.9 | 35% | 263.835
3HE11751AA | 7250 IXR Power Supply Unit. 3KW AC/HVDC power supply (200 to 240V AC or 240 to 380V DC). 80-plus Titanium rated (94% efficiency) | 3600 | 35% | 2340
3HE11752AA | 7250 IXR Power Supply Unit. 3KW LVDC power supply, -48V DC | 3300 | 35% | 2145
3HE11753AA | 7250 IXR 48-port 10G SFP+ + 2-port QSFP28 Integrated Media Module for the IXR with MACSec (IMM48-SFP+2-QSFP28). | 108000 | 35% | 70200
3HE11754AA | 7250 IXR 36-port QSFP28 Integrated Media Module for the IXR with MACSec (IMM36-100G-QSFP28). | 396000 | 35% | 257400
3HE11755AA | 7250 IXR-6 Switch Fabric Module (SFM-IXR-6) - (Spare) | 13000 | 35% | 8450
3HE11756AA | 7250 IXR CPM Impedance Panel. Required if a single CPM is used. | 1080 | 35% | 702
3HE11757AA | 7250 IXR IMM Impedance Panel. Required in every slot not populated by an IMM. | 1200 | 35% | 780
3HE11758AA | 7250 IXR PSU Impedance Panel. Required in every PSU slot not populated by a PSU. | 600 | 35% | 390
3HE11759AA | 7250 IXR-6 Fan Tray - (Spare) | 2500 | 35% | 1625
3HE11760AA | 7250 IXR-6 Chassis - (Spare) | 13750 | 35% | 8937.5
3HE11761AA | 7250 IXR Control Processor Module (CPM-IXR) - (Spare) | 22000 | 35% | 14300
3HE11762AA | 7250 IXR Control Processor Module (CPM-IXR SSD) with 128 GB SSD - (Spare) | 28000 | 35% | 18200
3HE11763AA | CBL - AC Power Cable, 250V, SAF-D-GRID to IEC C20, 3M, USA | 250 | 35% | 162.5
3HE11764AA | CBL - HVDC Power Cable, 400V, SAF-D-GRID Dual, 3M | 250 | 35% | 162.5
3HE11768AA | 7250 IXR-10 Switch Fabric Module (SFM-IXR-10) - (Spare) | 22000 | 35% | 14300
3HE11769AA | 7250 IXR-10 Fan Tray - (Spare) | 3000 | 35% | 1950
3HE11770AA | 7250 IXR-10 Chassis - (Spare) | 28500 | 35% | 18525
3HE11771AA | CBL - AC Power Cable, 250V, SAF-D-GRID to CEE 7/7, 3M, EUR | 400 | 35% | 260
3HE11772AA | CBL - Open Ended AC Power Cable, 250V, 3M, EUR | 250 | 35% | 162.5
3HE11793AA | RTU MGW AA ICAP blacklist 10k Subs - Right to Use (RTU) required for Application Assurance ICAP session control for blacklist filtering of subscribers. Not required if using "RTU MGW AA ICAP control 10k Subscribers". One (1) of these RTUs is required for every increment of 10,000 subscribers. Multiple instances may be applied to allow the desired scale. Per Network license | 5000 | 35% | 3250
3HE11794AA | RTU MGW TCP Optimization 10K Subs - Right to Use (RTU) required for subscriber based TCP Optimization. One (1) of these RTUs is required for every increment of 10,000 subscribers, does not require use of TCP-O 1Gbps RTU. Multiple instances may be applied to allow the desired scale. Per Network license. | 6800 | 35% | 4420
3HE11795AA | RTU MGW AA DEM Gateway 10K Subs - Right to Use (RTU) required forApplication Assurance Dynamic Experience Management Gateway. One (1) of these RTUs is required for every increment of 10,000 subscribers, in addition to AA licenses. Multiple instances may be applied to allow the desired scale. Per Network license. | 8250 | 35% | 5362.5
3HE11816AA | Deepfield Network Intelligence Core Platform License PER ROUTER Monitored For Routers <=100 (Always use this for first 100 routers) - PERPETUAL LICENSE | 19600 | 35% | 12740
3HE11817AA | Deepfield Network Intelligence Core Platform License PER ROUTER Monitored For Routers > 100 But <=199 - PERPETUAL LICENSE | 11200 | 35% | 7280
3HE11818AA | Deepfield Network Intelligence Core Platform Licensee PER ROUTER Monitored For Routers >=200 - PERPETUAL LICENSE | 5600 | 35% | 3640
3HE11819AA | Deepfield Network Intelligence Core Platform License PER ROUTER Monitored For Routers <=100 (Always use this for first 100 routers) - 3-Year Term License | 17424.4 | 35% | 11325.86
3HE11820AA | Deepfield Network Intelligence Core Platform Licensee PER ROUTER Monitored For Routers > 100 But <=199 - 3-Year Term License | 9956.8 | 35% | 6471.92
3HE11821AA | Deepfield Network Intelligence Core Platform License PER ROUTER Monitored For Routers >=200 - 3-Year Term License | 5600 | 35% | 3640
3HE11822AA | Deepfield Network Intelligence Core Platform License PER ROUTER Monitored For Routers <=100 (Always use this for first 100 routers) - HOSTED 1-Year License | 7840 | 35% | 5096
3HE11823AA | Deepfield Network Intelligence Singularity License PER ROUTER Monitored For Routers > 100 But <=199 - HOSTED 1-Year License | 4480 | 35% | 2912
3HE11824AA | Deepfield Network Intelligence Core Platform Licensee PER ROUTER Monitored For Routers >=200 - HOSTED 1-Year License | 2240 | 35% | 1456
3HE11826AA | Deepfield Network Intelligence Cloud Intelligence License PER Gbps Monitored For >=50 But <=250 - PERPETUAL LICENSE *NOTE (Minimum 50 Gbps For Cloud) (CI is priced in tiers, for networks with more than 250 routers use this tier for the first 250) | 1157.4803 | 35% | 752.3622
3HE11827AA | Deepfield Network Intelligence Cloud Intelligence License PER Gbps Monitored For >=251 But <=1000 - PERPETUAL LICENSE | 661.4173 | 35% | 429.9213
3HE11828AA | Deepfield Network Intelligence Cloud Intelligence License PER Gbps Monitored For Gbps >=1001 But <=5000 - PERPETUAL LICENSE | 165.3543 | 35% | 107.4803
3HE11829AA | Deepfield Network Intelligence Cloud Intelligence License PER Gbps Monitored For Gbps >5000 - PERPETUAL LICENSE | 70.8661 | 35% | 46.063
3HE11830AA | Deepfield Network Intelligence Cloud Intelligence License PER Gbps Monitored For Gbps >=50 But <=250 - 3-YEAR TERM LICENSE *NOTE (Minimum 50 Gbps For Cloud Intelligence License) (CI is priced in tiers, for networks with more than 250 routers use this tier for the first 250) | 1029 | 35% | 668.85
3HE11831AA | Deepfield Network Intelligence Cloud Intelligence License PER Gbps Monitored For Gbps >=251 But <=1000 - 3-YEAR TERM LICENSE | 588 | 35% | 382.2
3HE11832AA | Deepfield Network Intelligence Cloud Intelligence License PER Gbps Monitored For Gbps >=1001 But <=5000 - 3-YEAR TERM LICENSE | 147 | 35% | 95.55
3HE11833AA | Deepfield Network Intelligence Cloud Intelligence License PER Gbps Monitored For Gbps >5000 - 3-YEAR TERM LICENSE | 63 | 35% | 40.95
3HE11834AA | Deepfield Network Intelligence Cloud Intelligence License PER Gbps Monitored For Gbps >=50 But <=250 - HOSTED 1YR LICENSE *NOTE (Minimum 50 Gbps For Cloud Intelligence License) (CI is priced in tiers, for networks with more than 250 routers use this tier for the first 250) | 462.9921 | 35% | 300.9449
3HE11835AA | Deepfield Network Intelligence Cloud Intelligence License PER Gbps Monitored For Gbps >=251 But <=1000 - HOSTED 1YR LICENSE | 264.5669 | 35% | 171.9685
3HE11836AA | Deepfield Network Intelligence Cloud Intelligence License PER Gbps Monitored For Gbps >=1001 But <=5000 - HOSTED 1YR LICENSE | 66.1417 | 35% | 42.9921
3HE11837AA | Deepfield Network Intelligence Cloud Intelligence License PER Gbps Monitored For Gbps >5000 - HOSTED 1YR LICENSE | 28.3465 | 35% | 18.4252
3HE11839AA | Deepfield Network Intelligence Internet Gehome License - PERPETUAL | 210000 | 35% | 136500
3HE11840AA | Deepfield Network Intelligence Internet Gehome License - 3-YEAR TERM | 186690 | 35% | 121348.5
3HE11841AA | Deepfield Network Intelligence Internet Gehome License - HOSTED 1-YR LICENSE | 84000 | 35% | 54600
3HE11842AA | Deepfield Network Intelligence Defender License (Price Per Router Monitored) With BGP-Speaking Enabled - PERPETUAL LICENSE | 23590 | 35% | 15333.5
3HE11843AA | Deepfield Network Intelligence Defender License (Price Per Router Monitored) With BGP-Speaking Enabled - 3-YEAR TERM LICENSE | 20972 | 35% | 13631.8
3HE11844AA | Deepfield Network Intelligence Defender License (Price Per Router Monitored) With BGP-Speaking Enabled - HOSTED 1-YR TERM | 9436 | 35% | 6133.4
3HE11845AA | Deepfield Network Intelligence Defender License (Price Per Router Monitored) With NO BGP-Speaking Enabled - PERPETUAL LICENSE | 3990 | 35% | 2593.5
3HE11846AA | Deepfield Network Intelligence Defender License (Price Per Router Monitored) With NO BGP-Speaking Enabled - 3-YEAR TERM LICENSE | 3547.6 | 35% | 2305.94
3HE11847AA | Deepfield Network Intelligence Defender License (Price Per Router Monitored) With NO BGP-Speaking Enabled - HOSTED 1-YR TERM | 1183 | 35% | 768.95
3HE11848AA | Deepfield Network Intelligence Defender Management Mitigation Connector - PERPETUAL LICENSE | 1330 | 35% | 864.5
3HE11849AA | Deepfield Network Intelligence Defender Management Mitigation Connector - 3-YEAR TERM LICENSE | 1183 | 35% | 768.95
3HE11850AA | Deepfield Network Intelligence Defender Management Mitigation Connector - HOSTED 1-YR TERM | 532 | 35% | 345.8
3HE11852AA | Deepfield Network Intelligence Service Intelligence PER SUB License For < 1M Subs - PERPETUAL LICENSE | 0.532 | 35% | 0.3458
3HE11853AA | Deepfield Network Intelligence Service Intelligence PER SUB License Where Total Subs < 5M - PERPETUAL LICENSE | 0.35 | 35% | 0.2275
3HE11854AA | Deepfield Network Intelligence Service Intelligence PER SUB License Where Total Subs < 10M - PERPETUAL LICENSE | 0.266 | 35% | 0.1729
3HE11855AA | Deepfield Network Intelligence Service Intelligence PER SUB License Where Total Subs >10M - PERPETUAL LICENSE | 0.182 | 35% | 0.1183
3HE11856AA | Deepfield Network Intelligence Service Intelligence PER SUB License For < 1M Subs - 3-YEAR TERM LICENSE | 0.462 | 35% | 0.3003
3HE11857AA | Deepfield Network Intelligence Service Intelligence PER SUB License Where Total Subs < 5M - 3-YEAR TERM LICENSE | 0.308 | 35% | 0.2002
3HE11858AA | Deepfield Network Intelligence Service Intelligence PER SUB License Where Total Subs < 10M - 3-YEAR TERM LICENSE | 0.238 | 35% | 0.1547
3HE11859AA | Deepfield Network Intelligence Service Intelligence PER SUB License Where Total Subs >10M - 3-YEAR TERM LICENSE | 0.154 | 35% | 0.1001
3HE11860AA | Deepfield Network Intelligence Service Intelligence PER SUB License For < 1M Subs- HOSTED 1-YR TERM | 0.21 | 35% | 0.1365
3HE11861AA | Deepfield Network Intelligence Service Intelligence PER SUB License Where Total Subs < 5M - HOSTED 1-YR TERM | 0.14 | 35% | 0.091
3HE11862AA | Deepfield Network Intelligence Service Intelligence PER SUB License Where Total Subs < 10M - HOSTED 1-YR TERM | 0.112 | 35% | 0.0728
3HE11863AA | Deepfield Network Intelligence Service Intelligence PER SUB License Where Total Subs >10M - HOSTED 1-YR TERM | 0.07 | 35% | 0.0455
3HE11865AA | Deepfield Network Intelligence Subscriber Intelligence PER SUB License Where Total Subs < 1M - PERPETUAL LICENSE | 1.4 | 35% | 0.91
3HE11866AA | Deepfield Network Intelligence Subscriber Intelligence PER SUB License Where Total Subs < 5M - PERPETUAL LICENSE | 1.232 | 35% | 0.8008
3HE11867AA | Deepfield Network Intelligence Subscriber Intelligence PER SUB License Where Total Subs < 10M - PERPETUAL LICENSE | 0.882 | 35% | 0.5733
3HE11868AA | Deepfield Network Intelligence Subscriber Intelligence PER SUB License Where Total Subs >10M - PERPETUAL LICENSE | 0.532 | 35% | 0.3458
3HE11869AA | Deepfield Network Intelligence Subscriber Intelligence PER SUB License Where Total Subs < 1M - 3-YEAR TERM LICENSE | 1.246 | 35% | 0.8099
3HE11870AA | Deepfield Network Intelligence Subscriber Intelligence PER SUB License Where Total Subs < 5M - 3-YEAR TERM LICENSE | 1.092 | 35% | 0.7098
3HE11871AA | Deepfield Network Intelligence Subscriber Intelligence PER SUB License Where Total Subs < 10M - 3-YEAR TERM LICENSE | 0.784 | 35% | 0.5096
3HE11872AA | Deepfield Network Intelligence Subscriber Intelligence PER SUB License Where Total Subs >10M - 3-YEAR TERM LICENSE | 0.462 | 35% | 0.3003
3HE11873AA | Deepfield Network Intelligence Subscriber Intelligence PER SUB License Where Total Subs < 1M - HOSTED 1-YR TERM | 0.56 | 35% | 0.364
3HE11874AA | Deepfield Network Intelligence Subscriber Intelligence PER SUB License Where Total Subs < 5M - HOSTED 1-YR TERM | 0.49 | 35% | 0.3185
3HE11875AA | Deepfield Network Intelligence Subscriber Intelligence PER SUB License Where Total Subs < 10M -HOSTED 1-YR TERM | 0.35 | 35% | 0.2275
3HE11876AA | Deepfield Network Intelligence Subscriber Intelligence PER SUB License Where Total Subs >10M - HOSTED 1-YR TERM | 0.21 | 35% | 0.1365
3HE11878AA | Deepfield Network Intelligence RADIUS Connector License | 400000 | 35% | 260000
3HE11879AA | Deepfield Network Intelligence DNS Connector License | 200000 | 35% | 130000
3HE11880AA | Deepfield Network Intelligence Generic Connector License | 200000 | 35% | 130000
3HE11881AB | SYS - 210 WBX 32QSFP28, base platform. Includes Rail-Kit posts Does not include fans or power supplies | 12200 | 35% | 7930
3HE11882AA | SYS - 210 WBX 48SFP28 6QSFP28, base platform Does not include fans or power supplies | 12600 | 35% | 8190
3HE11883AA | PS - 210 WBX -48V DC (BtoF) supports also: 3HE15622AA SYS - 7220 IXR-D2 48SFP28 8QSFP28 3HE15623AA SYS - 7220 IXR-D3 32QSFP28 2SFP+ | 1800 | 35% | 1170
3HE11885AA | PS - 210 WBX AC (BtoF) supports also: 3HE15622AA SYS - 7220 IXR-D2 48SFP28 8QSFP28 3HE15623AA SYS - 7220 IXR-D3 32QSFP28 2SFP+ | 1170 | 35% | 760.5
3HE11886AA | PS - 210 WBX AC (FtoB) supports also: 3HE15622AA SYS - 7220 IXR-D2 48SFP28 8QSFP28 3HE15623AA SYS - 7220 IXR-D3 32QSFP28 2SFP+ | 1170 | 35% | 760.5
3HE11887AA | FAN - 210 WBX Fan (FtoB) | 200 | 35% | 130
3HE11888AA | FAN - 210 WBX Fan (BtoF) | 200 | 35% | 130
3HE11897AB | Nuage 7850 Network Services Gateway – Ethernet 200 (NSG-E200). AC powered with 2 dual-PHY ports supporting 10/100/1000BASE-X and 10/100/1000BASE-T Gigabit Ethernet, and 4 LAN 10/100/1000BASE-T Gigabit Ethernet ports. 1 ports USB, 1 port RJ-45 serial. Pre-loaded with 5.2.1-8 software. Included in bundle is qty=1 3HE11925AA AC power supply. One C13 power cord must be purchased separately . Only to be sold in conjunction with Nuage Virtualized Network Services (VNS) software. | 1395 | 35% | 906.75
3HE11898AB | Nuage 7850 Network Services Gateway – Ethernet 300 (NSG-E300). AC powered with 2 dual-PHY ports supporting 10/100/1000BASE-X and 10/100/1000BASE-T Gigabit Ethernet, and 4 LAN 10/100/1000BASE-T Gigabit Ethernet ports. 1 ports USB, 1 port RJ-45 serial. Pre-loaded with 5.2.1-8 software. Included in bundle is qty=1 3HE11925AA AC power supply. One C13 power cord must be purchased separately . Only to be sold in conjunction with Nuage Virtualized Network Services (VNS) software. | 1795 | 35% | 1166.75
3HE11899AB | Nuage 7850 Network Services Gateway-X200. AC powered with 2-ports 10GigE SFP+, 4-ports 1000BASE-T, 2 ports USB, 1 port RJ-45 serial. Pre-loaded with 5.2.1-8 software. Included in bundle is qty=1 3HE10834AA AC power supply. For 1+1 power redundancy an additional 3HE10834AA must be ordered. One C13 power cord must be purchased separately for each power module. Includes hardware for mounting in EIA/ECA-310 racks. Only to be sold in conjunction with Nuage Virtualized Network Services (VNS) software. | 4995 | 35% | 3246.75
3HE11903AA | 7750 SR 12-port 10/1GE MACSec MDA-e. Accepts twelve (12) SFP+ 10GBase or SFP 1000Base Optics Modules. | 155000 | 35% | 100750
3HE11904AA | 1-port 10/100/1000BASE-TX Small Form-Factor Pluggable (SFP) Copper Module, Cat5, RJ45 Connector, RoHS 6/6 compliant, Extended Temperature -40/85C | 338 | 35% | 219.7
3HE11905AA | 7750 SR-7s Chassis Spare. Includes; (1) 7750 SR-7s Chassis (1) 3HE12395AA -ACC - 7750 SR-7s ACCESSORY KIT Impedance Panels, LVDC, AC/HVDC Power Shelf, Power Shelf Accessory kits, Rear mounting brackets, and Power Shelf interconnect kits all sold separately | 145000 | 35% | 94250
3HE11913AA | RTU - Integrated GNSS adapter for Grandmaster functionality. IXR-R6, IXR-e retrieves clock from a GNSS satellite and becomes Grandmaster. One (1) license per IXR-R6/IXR-e in the network | 3000 | 35% | 1950
3HE11914AA | 7250 IXR Extends FIB to host larger number of routes Right To Use license. One (1) License is required for each IXR in the network. | 5000 | 35% | 3250
3HE11915AA | RTU - L2 VPN Services including EPIPE, VPLS, EVPN, VPWS, sap2sap on Access/Hybrid ports with 40G or more capacity One (1) License is required for each IXR port in the network | 2000 | 35% | 1300
3HE11916AA | RTU - L3 VPN Services including IP-VPN, IES on Access/Hybrid ports with 40G or more capacity One (1) License is required for each IXR port in the network | 3000 | 35% | 1950
3HE11925AA | PS - Nuage 7850 NSG-E200/NSG-E300 AC spare power supply. NSG-E200/E300 ships with a power supply and this is an additional spare power supply. | 120 | 35% | 78
3HE12023AE | AC Power Cable AS/NZS 3112 to IEC 60320 C13 10A/250V 1.8 meter - Australia / New Zealand | 30 | 35% | 19.5
3HE12023AF | AC Power Cable NBR 14136 Type N to IEC 60320 C13 10A/250V 1.8 meter- Brazil | 30 | 35% | 19.5
3HE12023AG | AC Power Cable CPCS-CCC Type I to IEC 60320 C13 10A/250V 1.8 meter- China (excluding Hong Kong and Macau) | 30 | 35% | 19.5
3HE12023AH | AC Power Cable IS 1293 to IEC 60320 C13 10A/250V 1.8 meter- India | 30 | 35% | 19.5
3HE12023AJ | AC Power Cable CEI 23-50 P11 to IEC 60320 C13 10A/250V 1.8 meter- Italy | 30 | 35% | 19.5
3HE12023AK | AC Power Cable JIS C 8303 Class I to IEC 60320 C13 10A/250V 1.8 meter - Japan | 30 | 35% | 19.5
3HE12023AM | AC Power Cable SANS 164-1 to IEC 60320 C13 10A/250V 1.8 meter- South Africa | 30 | 35% | 19.5
3HE12024AA | LC-LC Single Mode Fiber cable, 6 meter length | 75 | 35% | 48.75
3HE12024AB | LC-LC Single Mode Fiber cable, 12 meter length | 75 | 35% | 48.75
3HE12024AC | LC-LC Single Mode Fiber cable, 3 meter length | 70 | 35% | 45.5
3HE12025AA | LC-SC Single Mode Fiber cable, 6 meter length | 75 | 35% | 48.75
3HE12025AB | LC-SC Single Mode Fiber cable, 12 meter length | 75 | 35% | 48.75
3HE12025AC | LC-SC Single Mode Fiber cable, 3 meter length | 70 | 35% | 45.5
3HE12026AA | LC-LC Multi Mode Fiber cable, 6 meter length | 75 | 35% | 48.75
3HE12026AB | LC-LC Multi Mode Fiber cable, 12 meter length | 75 | 35% | 48.75
3HE12026AC | LC-LC Multi Mode Fiber cable, 3 meter length | 70 | 35% | 45.5
3HE12027AA | LC-SC Multi Mode Fiber cable, 6 meter length | 75 | 35% | 48.75
3HE12027AB | LC-SC Multi Mode Fiber cable, 12 meter length | 75 | 35% | 48.75
3HE12027AC | LC-SC Multi Mode Fiber cable, 3 meter length | 40 | 35% | 26
3HE12028AA | Category-6 RJ45 6 meter length | 70 | 35% | 45.5
3HE12028AB | Category-6 RJ45 12 meter length | 100 | 35% | 65
3HE12028AC | Category-6 RJ45 3 meter length | 30 | 35% | 19.5
3HE12032AA | DC Power Supply Cable to be used with AirFrame DC Compute Node Power Supply Units. | 125 | 35% | 81.25
3HE12037AA | 7950 XRS-20e Stand-Alone Complete Chassis AC Bundle, shipped with all common hardware. Includes: (1) 3HE11086AA - CHAS-7950 XRS-20e AC/HVDC SPARE CHASSIS (5) 3HE09423AA - APEQ-AC-3000 Power Equalizer Module , (8) 3HE08505AA - SFM - 7950 XRS-20 SFM-X20S-B, (2) 3HE07116AB - CPM - 7950 XRS-20 CPM 16GB (3) 3HE11088AA - FAN - 7950 XRS-20e Fan Tray (2) 3HE07117AA - CCM - 7950 XRS-20 CCM Note: You must order separate impedance panels (XCM, XMA or C-XMA impedance panels) for every empty slot. | 800000 | 35% | 520000
3HE12038AA | 7950 XRS-20e Stand-Alone Complete Chassis 60A/80A DC Bundle, shipped with all common hardware. Includes: (1) 3HE11085AA - CHAS-7950 XRS-20e Universal Spare Chassis (5) 3HE09422AA - APEQ-DC-2200-2800 Power Equalizer Module , (8) 3HE08505AA - SFM - 7950 XRS-20 SFM-X20S-B, (2) 3HE07116AB - CPM - 7950 XRS-20 CPM 16GB (5) 3HE11093AA - 7950 XRS-20e Dual Power Connect Module (5) 3HE11097AA - 7950 XRS-20e Power Input Module (3) 3HE11088AA - FAN - 7950 XRS-20e Fan Tray (2) 3HE07117AA - CCM - 7950 XRS-20 CCM | 800000 | 35% | 520000
3HE12080AA | 7750 SR Mobile Gateway Integrated Services Module – Mobile Gateway (ISM-MG-C) Subscriber Services Gateway (SSG) base capability. Allows per MG-ISM sub context without support for policy enforcement, steering, charging, mirroring, etc. For use in SSG systems using SSG APPLICATION SOFTWARE LICENSE but without support for RTU SSG LIC FOR 10K SUB CTX | 160000 | 35% | 104000
3HE12081AA | Right to Use 7750 SR MG ISM-MG-C SSG full upgrade to enable use of all SSG subscriber features. For use in SSG systems in addition to RTU SSG LIC FOR 10K SUB CTX | 240000 | 35% | 156000
3HE12082AA | 7750 SR Mobile Gateway Integrated Services Module – Mobile Gateway (ISM-MG-C-E) (no encryption). Subscriber Services Gateway (SSG) base capability. Allows per MG-ISM sub context without support for policy enforcement, steering, charging, mirroring, etc. For use in SSG systems using SSG APPLICATION SOFTWARE LICENSE but without support for RTU SSG LIC FOR 10K SUB CTX | 160000 | 35% | 104000
3HE12083AA | Right to Use 7750 SR MG ISM-MG-C-E (no encryption) SSG full upgrade to enable use of all SSG subscriber features. For use in SSG systems in addition to RTU SSG LIC FOR 10K SUB CTX | 240000 | 35% | 156000
3HE12106AA | 7210 RPS INTERPOSER DCIN 12V_450WOUT | 4248 | 35% | 2761.2
3HE12111AA | 1-port 10GBASE-BX20-U (Up-Stream) Bi-Directional (BiDi) Small Form-Factor Pluggable (SFP+) Optics Module, Single Mode Fiber (SMF), 20km, TX:1330 nm, RX: 1270 nm, LC Connector, Digital Diagnostic Monitor (DDM), RoHS 6/6 compliant, Temperature -40/85C | 4995 | 35% | 3246.75
3HE12111AB | 1-port 10GBASE-BX20-D (Down-Stream) Bi-Directional (BiDi) Small Form-Factor Pluggable (SFP+) Optics Module, Single Mode Fiber (SMF), 20km, TX: 1270 nm, RX: 1330 nm, LC Connector, Digital Diagnostic Monitor (DDM), RoHS 6/6 Compliant, Temperature -40/85C | 4995 | 35% | 3246.75
3HE12111BA | 1-port 10GBASE-BX20-U (Up-Stream) Bi-Directional (BiDi) Small Form-Factor Pluggable (SFP+) Optics Module, Single Mode Fiber (SMF), 20km, TX: 1270 nm, RX: 1330 nm, LC Connector, Digital Diagnostic Monitor (DDM), RoHS 6/6 Compliant, Temperature -40/85C | 4995 | 35% | 3246.75
3HE12111BB | 1-port 10GBASE-BX20-D (Down-Stream) Bi-Directional (BiDi) Small Form-Factor Pluggable (SFP+) Optics Module, Single Mode Fiber (SMF), 20km, TX:1330 nm, RX: 1270 nm, LC Connector, Digital Diagnostic Monitor (DDM), RoHS 6/6 compliant, Temperature -40/85C | 4995 | 35% | 3246.75
3HE12112AA | 1-port 10GBASE-BX20-U (Up-Stream) Bi-Directional (BiDi) Small Form-Factor Pluggable (XFP) Optics Module, Single Mode Fiber (SMF), 20km, TX:1330 nm, RX: 1270 nm, LC Connector, Digital Diagnostic Monitor (DDM), RoHS 6/6 compliant, Temperature -40/85C | 9995 | 35% | 6496.75
3HE12112AB | 1-port 10GBASE-BX20-D (Down-Stream) Bi-Directional (BiDi) Small Form-Factor Pluggable (XFP) Optics Module, Single Mode Fiber (SMF), 20km, TX: 1270 nm, RX: 1330 nm, LC Connector, Digital Diagnostic Monitor (DDM), RoHS 6/6 Compliant, Temperature -40/85C | 9995 | 35% | 6496.75
3HE12195AA | 1-port 100GBase-SR10 or 10-port 10GBase SR QSFP28 Optic Module, 100M, MMF, MPO, RoHS 6/6, Digital Diagnostic Monitor (DDM), 0/70C | 28000 | 35% | 18200
3HE12196AB | SYS - 210 WBX 32QSFP28, DC System, Back to Front Includes; (1) 3HE11881AB SYS - 210 WBX 32QSFP28, base platform (2) 3HE11883AA PS - 210 WBX -48V DC (BtoF) (5) 3HE11888AA FAN - 210 WBX Fan Tray (BtoF) (1) 3HE14104AA ACC – Rail-kit (fits 19" RM and 21" OR Rack) | 16800 | 35% | 10920
3HE12197AB | SYS - 210 WBX 32QSFP28, DC System, Front to Back Includes; (1) 3HE11881AB SYS - 210 WBX 32QSFP28 base platform (2) 3HE10837AA PS - 210 WBX, 7210 Sx 100G -48VDC (FtoB) (5) 3HE11887AA FAN - 210 WBX Fan (FtoB) (1) 3HE14104AA ACC – Rail-kit (fits 19" and 21" OR Rack) | 16800 | 35% | 10920
3HE12198AB | SYS - 210 WBX 32QSFP28, AC System, Back to Front Includes; (1) 3HE11881AB SYS - 210 WBX 32QSFP28 base platform (2) 3HE11885AA PS - 210 WBX AC (BtoF) (5) 3HE11888AA FAN - 210 WBX Fan Tray (BtoF) (1) 3HE14104AA ACC – Rail-kit (fits 19" RM and 21" OR Rack) | 15540 | 35% | 10101
3HE12199AB | SYS - 210 WBX 32QSFP28, AC System, Front to Back Includes; (1) 3HE11881AB SYS - 210 WBX 32QSFP28 base platform (2) 3HE11886AA PS - 210 WBX -AC (FtoB) (5) 3HE11887AA FAN - 210 WBX Fan (FtoB) (1) 3HE14104AA ACC – Rail-kit (fits 19" RM and 21" OR Rack) | 15540 | 35% | 10101
3HE12200AA | SYS - 210 WBX 48SFP28 6QSFP28, DC system, Back to Front Includes; (1) 3HE11882AA SYS - 210 WBX 48SFP28 6QSFP28 base platform (2) 3HE11883AA PS - 210 WBX -48V DC (BtoF) (4) 3HE11888AA FAN - 210 WBX Fan (BtoF) | 16600 | 35% | 10790
3HE12201AA | SYS - 210 WBX 48SFP28 6QSFP28, DC System, FtoB (1) 3HE11882AA SYS - 210 WBX 48SFP28 6QSFP28 base platform (2) 3HE10837AA PS - 210 WBX, 7210 Sx 100G -48VDC (FtoB) (4) 3HE11887AA FAN - 210 WBX Fan Tray (FtoB) | 16600 | 35% | 10790
3HE12202AA | SYS - 210 WBX 48SFP28 6QSFP28, AC system, Back to Front Includes; (1) 3HE11882AA SYS - 210 WBX 48SFP28 6QSFP28 base platform (2) 3HE11885AA PS - 210 WBX AC (BtoF)) (4) 3HE11888AA FAN - 210 WBX Fan (BtoF) | 15340 | 35% | 9971
3HE12203AA | SYS - 210 WBX 48SFP28 6QSFP28, AC System, FtoB (1) 3HE11882AA SYS - 210 WBX 48SFP28 6QSFP28 base platform (2) 3HE11886AA PS - 210 WBX AC (FtoB) (4) 3HE11887AA FAN - 210 WBX Fan Tray (FtoB) | 15340 | 35% | 9971
3HE12204AA | Nuage perpetual RTU License for 210 WBX (either 3HE11881 or 3HE11882 hardware model) | 28000 | 35% | 18200
3HE12229AA | 1-port 100GBase LR4 QSFP28 Optics Module, 10km, LC Connector, RoHS 6/6 compliant, Digital Diagnostic Monitor (DDM), -40/85C | 40000 | 35% | 26000
3HE12230AA | 1-port 100GBase CWDM4 QSFP28 Optics Module, 2km, LC Connector, RoHS 6/6 compliant, Digital Diagnostic Monitor (DDM), -40/85C | 28000 | 35% | 18200
3HE12293AA | Ideal for Outdoor GNSS installation. Includes 1 x 25 ft (7.6 m) LMR400 Coax cable, 1 x Coax grounding kit, 1 x surge protector (N-type Male to Female), 1 x surge protector grounding lug and 1 x GNSS Antenna ( (3HE12347AA) mount kit . | 680 | 35% | 442
3HE12293BA | Indoor/Outdoor GNSS installation kit, includes: (2) 25 ft (7.6 m) LMR400 Coax cables, (2) Coax grounding kits, (1) surge protector (N-type Female to Female) (1) surge protector grounding lug. | 800 | 35% | 520
3HE12293CA | Indoor/Outdoor GNSS installation kit includes (1) 100 ft (30.5 m) (1) 25 ft (7.6 m) LMR400 Coax cables, (2) Coax grounding kits, (1) surge protector (N-type Female to Female) (1) surge protector grounding lug. | 1000 | 35% | 650
3HE12293DA | Indoor/Outdoor GNSS installation kit includes: (1) 300 ft (91.4 m) (1) 25 ft (7.6 m) LMR400 Coax cables, (4) Coax grounding kits, (1) surge protector (N-type Female to Female) (1) surge protector grounding lug. | 1750 | 35% | 1137.5
3HE12298AA | 7750 SR-1 Integrated DC System, Core Router feature set, the 3HE12302AA - ACC - 7750 SR-1 DC Accessory Kit and a 3HE10312AA - ACC - Impedance PNL MDA-e MDA-e-XP are included with this item. Fan tray sold separately | 255000 | 35% | 165750
3HE12298BA | 7750 SR-1 Integrated DC System, Edge Router Feature set, the 3HE12302AA - ACC - 7750 SR-1 DC Accessory Kit and a 3HE10312AA - ACC - Impedance PNL MDA-e MDA-e-XP are included with this item. Fan tray sold separately. | 335000 | 35% | 217750
3HE12298CA | 7750 SR-1 Integrated DC System, High Scale Edge feature set, the 3HE12302AA - ACC - 7750 SR-1 DC Accessory Kit, and a 3HE10312AA - ACC - Impedance PNL MDA-e MDA-e-XP are included with this item. Fan tray sold separately. | 415000 | 35% | 269750
3HE12299AA | 7750 SR-1 AC System, Core Router feature set, the 3HE12303AA - ACC - 7750 SR-1 AC Accessory kit and a 3HE10312AA - ACC - Impedance PNL MDA-e MDA-e-XP are included with this item. Fan tray sold separately | 255000 | 35% | 165750
3HE12299BA | 7750 SR-1 AC System, Edge Router Feature set, the 3HE12303AA - ACC - 7750 SR-1 AC Accessory kit and a 3HE10312AA - ACC - Impedance PNL MDA-e MDA-e-XP are included with this item. Fan tray sold separately | 335000 | 35% | 217750
3HE12299CA | 7750 SR-1 AC System, High Scale Edge feature set, the 3HE12303AA - ACC - 7750 SR-1 AC Accessory kit and a 3HE10312AA - ACC - Impedance PNL MDA-e MDA-e-XP are included with this item. Fan tray sold separately. | 415000 | 35% | 269750
3HE12300AA | 7750 SR-1 Fan Tray | 4200 | 35% | 2730
3HE12301AA | 7750 SR-1 AC Power Supply | 4500 | 35% | 2925
3HE12302AA | 7750 SR-1 Accessory kit DC kit (Includes, wriststrap, grounding and power lugs, mounting hardware) | 1850 | 35% | 1202.5
3HE12303AA | 7750 SR-1 Accessory kit AC kit (Includes, wriststrap, lugs, mounting hardware) | 1850 | 35% | 1202.5
3HE12304AA | 7750 SR-1 Air filter mounting kit Qty 1-- Kit comes with one filter media included. | 4000 | 35% | 2600
3HE12305AA | 7750 SR-1 Air filter media kit Qty 5 | 5000 | 35% | 3250
3HE12311AA | 7705 SAR-Hm outdoor enclosure. Pole/Wall mountable (bracket sold separately). IP66/IP67 rated. Includes 2 x 4.3-10 (F) bulkhead connectors/cables preinstalled. Supports another 2 x N-Type bulkhead terminations (sold separately). Can house 1 x 7705-SAR-Hm, 1 x HV-PS35. | 1000 | 35% | 650
3HE12311BA | 7705 SAR-Hm outdoor enclosure. Pole/Wall mountable (bracket sold separately). IP66/IP67 rated. Includes 2 x N-Type (F) bulkhead connectors/cables preinstalled. Supports another 2 x N-Type bulkhead terminations (sold separately). Can house 1 x 7705-SAR-Hm, 1 x HV-PS35. | 1000 | 35% | 650
3HE12312AA | Pole/Wall Mounting bracket for the 7705 SAR-Hm/SAR-Hmc Enclosure (3HE12311AA, 3HE12311BA, 3HE12555BA). Includes hardware to attach to the enclosure. Pole/Wall mounting hardware are not supplied. | 325 | 35% | 211.25
3HE12313AA | 7950 XRS-20/20e Switch Fabric Module-2 Stand Alone (SFM2-SA) - (Spare) | 65000 | 35% | 42250
3HE12314AA | 7750 SR-7s CMA dual (Control Mechanical Adapter). Accepts (2) 7750 SR-s CPMs | 17000 | 35% | 11050
3HE12315AA | 7750 SR-14s CMA (Control Mechanical Adapter). Accepts (2) 7750 SR-s CPMs | 17000 | 35% | 11050
3HE12318AA | CABLE,LMR240, SMA TO N-TYPE (FEMALE),1M | 150 | 35% | 97.5
3HE12321AA | 7950 XRS-20e XCM2 (XMA Control Module). Provides 4.8T of Slot Switching Capacity. Accepts (2) XMAs and/or C-XMAs. | 95000 | 35% | 61750
3HE12326AA | 7750 SR-7s CMA single (Control Mechanical Adapter). Accepts (1) 7750 SR-s CPMs | 12500 | 35% | 8125
3HE12327AA | 7950 XRS-20 XCM2 (XMA Control Module). Provides 3.2T of Slot Switching Capacity. Accepts (2) XMAs and/or C-XMAs. | 70000 | 35% | 45500
3HE12328AA | 7750 SR-14s/7s Power Shelf Accessory kit, this this accessory is required for all 7750 SR-14s/7s with a single LVDC power shelf, including the following components for the LVDC Power Shelf. (6) SCREW, 8-32 X .375 PHIL FLAT HD, 100DEG (20) SCREW 1/4-20 X 5/8 HEX (12) SCREW 8-32 X 3/8 HEX (1) BUS BAR ADAPTER NEG 1X (1) BUS BAR ADAPTER POS 1X (1) BRACKET RACK MT LVDC-R (1) BRACKET RACK MT LVDC-R L (1) BRACKET TIE POINT POWER SHELF L (1) BRACKET TIE POINT POWER SHELF R (1) BASE ASSY BB SHIELD LVDC (1) COVER ASSY BB SHIELD 1X | 4100 | 35% | 2665
3HE12329AA | 7750 SR-14s/7s Dual LVDC Power Shelf Accessory kit, this this accessory is required for all 7750 SR-14s/7s with a two LVDC power shelf, including the following components for the LVDC Power Shelves. (1) CABLE ASSY RJ45 PLUG STR TO PLUG STR SHLD LSZH CAT6 BLK 3 FT (12) SCREW, 8-32 X .375 PHIL FLAT HD, 100DEG (32) SCREW 1/4-20 X 5/8 HEX (20) SCREW 8-32 X 3/8 HEX (2) BRACKET RACK MT LVDC-R (1) BUS BAR ADAPTER NEG (1) BUS BAR ADAPTER POS (2) BRACKET RACK MT LVDC-R L (1) BRACKET TIE POINT POWER SHELF L (1) BRACKET TIE POINT POWER SHELF R (2) BRACKET STRAP POWER SHELF (2) BASE ASSY BB SHIELD LVDC (1) COVER ASSY BB SHIELD | 7300 | 35% | 4745
3HE12330AA | 7750 SR-12e Switch Fabric Module (SFM6-12e) | 60000 | 35% | 39000
3HE12331AA | 7750 SR-12e mini- Switch Fabric Module (mini-SFM6-12e) | 50000 | 35% | 32500
3HE12332AA | 7750 SR IOM5-e, 1x FP4 complex, performance restricted to 1.5T FD, accepts two (2) MDA-e-XP. Core Router (CR) scale feature set (1024 per complex = h/w queues, 1024 per complex = egress policers) This card is based off “3HE12332xA - IOM - 7750 SR IOM5-e” licensed to 1.5T throughput. Software scale upgradeable to ER or HE feature set. 7750 SR-7/12-B - licensed to 800G non-redundant throughput up to 1.5T intelligent fan-in/fan-out. 12pt 100G QSFP28 MDA-e-XP & 6pt QSFP-DD MDA-e-XP are not supported 7750 SR-12e - licensed to 1.5T throughput up to 2.4T intelligent fan-in/fan-out, no MDA-e-XP restrictions | 480000 | 35% | 312000
3HE12332BA | 7750 SR IOM5-e, 1x FP4 complex, performance restricted to 1.5T FD, accepts two (2) MDA-e-XP. Edge Router (ER) scale feature set (16 384 per complex = h/w queues, 16 384 per complex = egress policers) This card is based off “3HE12332xA - IOM - 7750 SR IOM5-e” licensed to 1.5T throughput. Software scale upgradeable to HE feature set. 7750 SR-7/12-B - licensed to 800G non-redundant throughput up to 1.5T intelligent fan-in/fan-out. 12pt 100G QSFP28 MDA-e-XP & 6pt QSFP-DD MDA-e-XP are not supported 7750 SR-12e - licensed to 1.5T throughput up to 2.4T intelligent fan-in/fan-out, no MDA-e-XP restrictions | 560000 | 35% | 364000
3HE12332CA | 7750 SR IOM5-e, 1x FP4 complex, performance restricted to 1.5T FD, accepts two (2) MDA-e-XP. High-Scale Edge (HE) no restrictions on h/w queues or egress policers Full High-Scale Edge feature set (HE) licenses on this part number does not restrict hardware queues or egress policers. 7750 SR-7/12-B - licensed to 800G non-redundant throughput up to 1.5T intelligent fan-in/fan-out. 12pt 100G QSFP28 MDA-e-XP & 6pt QSFP-DD MDA-e-XP are not supported 7750 SR-12e - licensed to 1.5T throughput up to 2.4T intelligent fan-in/fan-out, no MDA-e-XP restrictions | 640000 | 35% | 416000
3HE12333AA | 7750 SR 6-ports 10/40/100GBASE MDA-e-XP. Accepts six (6) 10/40/100GBase Optic Module QSFP+/QSFP28. | 120000 | 35% | 78000
3HE12334AA | 7750 SR 12-ports 10/40/100GBASE MDA-e-XP. Accepts twelve (12) 10/40/100GBase Optic Module QSFP+/QSFP28. | 240000 | 35% | 156000
3HE12335AA | 7750 SR SFM6-7/12 (Switch Fabric Module) for the 7750 SR-7 and 7750 SR-12 chassis. | 60000 | 35% | 39000
3HE12340AA | Chassis Spare - 7750 SR-2s chassis + LVDC Power Shelf. Includes; 7750 SR-2s Chassis + LVDC Power Shelf and accessory kit. Additional items in which will need to be purchased separately are; Impendance Panels in all empty slots (XCM-s, XMA-s, CPM-s), Accessory kit for LVDC, Lug Kit and optional air filter kit | 60000 | 35% | 39000
3HE12340BA | Chassis Spare - 7750 SR-2s chassis + AC/HVDC Power Shelf. Includes; 7750 SR-2s Chassis + AC/HVDC Power Shelf and accessory kit. Additional items in which will need to be purchased separately are; Impendance Panels in all empty slots (XCM-s, XMA-s, CPM-s), Power Cords and optional air filter kit | 60000 | 35% | 39000
3HE12343AA | Omni directional antenna. 30"Height x 1"Diameter (75 cm x 3 cm). 2dBi/3dBi gain for 694-960 MHz/1700-2700 MHz respectively. 2 x N-Female connectors for MIMO support. Suitable for outdoor deployments. U-bolt kit included for pipe mounting. | 600 | 35% | 390
3HE12344AA | Directional antenna.12"L x 12"W x 4.4"D (30.5 cm x 30.5 cm x 11.2 cm). 6dBi/8dBi gain for 698-960 MHz/1710-2700 MHz. 2 x N-Type female connectors for MIMO support. Suitable for outdoor deployments. Kit for pipe mounting included. | 900 | 35% | 585
3HE12345AA | Indoor WiFi Omni Directional Antenna. 3dBi gain for 2.4GHz/5.1~5.85GHz. Screw mount Dipole Antenna with RP-SMA male connector. Mounts directly to the 7705 SAR-Hm. (10 antennas per) | 300 | 35% | 195
3HE12346AA | Outdoor WiFi omni-directional antenna. 2 dBi gain for 2.4-2.5 GHz/4.9-5.9 GHz frequency range. Mounts directly to an N-Type bulk-head of the 7705 SAR-Hm enclosure (3HE12311AA/3HE12311BA). Can also be mounted to pole/wall with bracket (sold separately) | 45 | 35% | 29.25
3HE12347AA | Small GNSS antenna designed to mount directly on an N-Type bulk-head of the 7705 SAR-Hm enclosure (3HE12311AA). Can also be mounted to pole/wall with bracket (sold separately) | 225 | 35% | 146.25
3HE12349AA | N-Type bulkhead cap for the 7705 SAR-Hm enclosure (3HE12311AA/3HE12311BA). 10 per box. | 225 | 35% | 146.25
3HE12350AA | CABLE,LDF4-50A 1/2",N(MALE) TO N(MALE) LOOSE,25FT | 150 | 35% | 97.5
3HE12350BA | CABLE,LDF4-50A 1/2",N(MALE) TO N(MALE) LOOSE,50FT | 325 | 35% | 211.25
3HE12350CA | CABLE,LDF4-50A 1/2",N(MALE) TO N(MALE) LOOSE,100FT | 500 | 35% | 325
3HE12351AA | CABLE,LDF4-50A 1/2",4.3-10(MALE) TO 4.3-10(MALE) LOOSE,25FT | 175 | 35% | 113.75
3HE12351BA | CABLE,LDF4-50A 1/2",4.3-10(MALE) TO 4.3-10(MALE) LOOSE,50FT | 350 | 35% | 227.5
3HE12351CA | CABLE,LDF4-50A 1/2",4.3-10(MALE) TO 4.3-10(MALE) LOOSE,100FT | 525 | 35% | 341.25
3HE12353AA | 1/2" RF coax grounding kit (includes grounding clamp and cable; butyl rubber tape; PVC tape) | 200 | 35% | 130
3HE12354AA | LTE Surge Protector (4.3-10/male – 4.3-10/female) (for Outdoor enclosure) | 825 | 35% | 536.25
3HE12355AA | LTE Surge Protector (N/female - N/female) (for Indoor/ Outdoor applications) | 625 | 35% | 406.25
3HE12356AA | LTE Surge Protector (N/male - N/female) (for Outdoor enclosure) | 625 | 35% | 406.25
3HE12358AA | 7750 SR-14s/7s Single AC/HVDC Power Shelf Accessory kit, this this accessory is required for all 7750 SR-14s/7s with a single AC/HVDC power shelf, including the following components for the AC/HVDC Power Shelf. (6) SCREW, 8-32 X .375 PHIL FLAT HD (20) SCREW 1/4-20 X 5/8 HEX HD (12) SCREW 8-32 X 3/8 HEX HD (1) BUS BAR ADAPTER NEG (1) BUS BAR ADAPTER POS (1) BRACKET RACK MT HVDC/AC-R R (1) BRACKET RACK MT HVDC/AC-R L (1) BRACKET TIE POINT POWER SHELF L (1) BRACKET TIE POINT POWER SHELF R (1) COVER ASSY BB SHIELD (1) BASE ASSY BB SHIELD HVDC/AC | 4300 | 35% | 2795
3HE12359AA | 7750 SR-14s/7s Dual AC/HVDC Power Shelf Accessory kit, this this accessory is required for all 7750 SR-14s/7s with a two AC/HVDC power shelf, including the following components for the AC/HVDC Power Shelves. (1) CABLE ASSY RJ45 PLUG STR TO PLUG STR SHLD LSZH CAT6 BLK 3 FT (12) SCREW, 8-32 X .375 PHIL FLAT HD (32) SCREW 1/4-20 X 5/8 HEX HD (20) SCREW 8-32 X 3/8 HEX HD (1) BUS BAR ADAPTER NEG (1) BUS BAR ADAPTER POS (2) BRACKET RACK MT HVDC/AC-R R (2) BRACKET RACK MT HVDC/AC-R L (1) BRACKET TIE POINT POWER SHELF L (1) BRACKET TIE POINT POWER SHELF R (2) BRACKET STRAP POWER SHELF (1) COVER ASSY BB SHIELD HVDC/AC (2) BASE ASSY BB SHIELD HVDC/AC | 7300 | 35% | 4745
3HE12360AA | 7750 SR-14s/7s LVDC+ AC/HVDC Power Shelf Accessory kit, this this accessory is required for all 7750 SR-14s/7s with both a LVDC and an AC/HVDC power shelf, including the following components for the Power Shelves. (1) CABLE ASSY RJ45 PLUG STR TO PLUG STR SHLD LSZH CAT6 BLK 3 FT (12) SCREW, 8-32 X .375 PHIL FLAT HD (32) SCREW 1/4-20 X 5/8 HEX HD (20) SCREW 8-32 X 3/8 HEX HD (1) BRACKET RACK MT LVDC-R (1) BUS BAR ADAPTER NEG (1) BUS BAR ADAPTER POS (1) BRACKET RACK MT HVDC/AC-R R (1) BRACKET RACK MT LVDC-R L (1) BRACKET RACK MT HVDC/AC-R L (1) BRACKET TIE POINT POWER SHELF L (1) BRACKET TIE POINT POWER SHELF R (2) BRACKET STRAP POWER SHELF (1) BASE ASSY BB SHIELD LVDC (1) COVER ASSY BB SHIELD (1) BASE ASSY BB SHIELD HVDC/AC | 7400 | 35% | 4810
3HE12371AA | Screw mount dipole omni directional antenna with SMA (Male) connector. 698MHz to 960MHz, 1710MHz to 2690Mhz. Mounts directly to the 7705 SAR-Hm. (10 antennas per) | 365 | 35% | 237.25
3HE12375AB | FAN - 7750 SR-2s Fan Module | 7000 | 35% | 4550
3HE12376AA | 7750 SR-1s Fan Tray spare | 3000 | 35% | 1950
3HE12378AA | 7750 SR-7s XCM Impedance Panel, must be installed in each and every empty XCM-s slot. | 5500 | 35% | 3575
3HE12379AA | 7750 SR-2s XCM (XMA Control Module). Provides up to 4.8Tb of slot switching capacity. Accepts (1) 7750 SR-s XMA. Important Rules; - Using the 2, 3, or 4-complex XMA-s requires both XCM-2s cards for 100% line-rate traffic on all ports simultaneously. - If using IOM-s-1.5T or IOM-s-3.0T only a single XCM-2s is required for 100% line-rate traffic. | 70000 | 35% | 45500
3HE12382AA | 7250 IXR-6 Gen 2 Switch Fabric Module (SFM2-IXR-6) - (Spare) | 25000 | 35% | 16250
3HE12384AA | 7250 IXR-R6 Accessory Kit Includes: Mounting Hardware, Wrist Strap, 5' Null Cable DB9F - RJ45 | 100 | 35% | 65
3HE12388AA | 7750 SR-s XMA (Expandable Media Adapter), 2x FP4 complex, performance restricted to 2.4T FD, port restricted to 24-connectors Universal QSFP28. Core Router (CR) scale feature set (1024 per complex = h/w queues, 1024 per complex = egress policers) This card is based off “3HE11307xA - XMA - SR-s 2.4T 36pt QSFP28 to 3.6T” licensed to 2.4T throughput and 24-connectors hard license enabled. Software scale upgradeable to ER or HE feature set. Hardware performance upgradeable from 2.4T or 3.6T intelligent fan-in/fan-out. | 800000 | 35% | 520000
3HE12388BA | 7750 SR-s XMA (Expandable Media Adapter), 2x FP4 complex, performance restricted to 2.4T FD, port restricted to 24-connectors Universal QSFP28. Edge Rourter (ER) scale feature set (16 384 per complex = h/w queues, 16 384 per complex = egress policers) This card is based off “3HE11307xA - XMA - SR-s 2.4T 36pt QSFP28 to 3.6T” licensed to 2.4T throughput and 24-connectors hard license enabled. Software scale upgradeable to HE feature set. Hardware performance upgradeable from 2.4T or 3.6T intelligent fan-in/fan-out. | 960000 | 35% | 624000
3HE12388CA | 7750 SR-s XMA (Expandable Media Adapter), 2x FP4 complex, performance restricted to 2.4T FD, port restricted to 24-connectors Universal QSFP28. High-Scale Edge (HE) scale feature set (no restrict hardware queues or egress policers) This card is based off “3HE11307xA - XMA - SR-s 2.4T 36pt QSFP28 to 3.6T” licensed to 2.4T throughput and 24-connectors hard license enabled. Full High-Scale Edge feature set. Hardware performance upgradeable from 2.4T or 3.6T intelligent fan-in/fan-out. | 1120000 | 35% | 728000
3HE12389AA | 7750 SR-s XMA (Expandable Media Adapter), 4x FP4 complex, performance restricted to 3.6T FD, port restricted to 36-connectors Universal QSFP28. Core Router (CR) scale feature set (1024 per complex = h/w queues, 1024 per complex = egress policers) This card is based off “ 3HE12392xA - XMA - SR-s 4.8T 36pt QSFP-DD to 12T” licensed to 3.6T throughput and 36-connectors hard license enabled. Software scale upgradeable to ER or HE feature set. Hardware performance upgradeable from 3.6T to 4.8T or 12T intelligent fan-in/fan-out. | 960000 | 35% | 624000
3HE12389BA | 7750 SR-s XMA (Expandable Media Adapter), 4x FP4 complex, performance restricted to 3.6T FD, port restricted to 36-connectors Universal QSFP28. Edge Rourter (ER) scale feature set (16 384 per complex = h/w queues, 16 384 per complex = egress policers) This card is based off “3HE12392xA - XMA - SR-s 4.8T 36pt QSFP-DD to 12T” licensed to 3.6T throughput and 36-connectors hard license enabled. Software scale upgradeable to HE feature set. Hardware performance upgradeable from 3.6T to 4.8T or 12T intelligent fan-in/fan-out. | 1200000 | 35% | 780000
3HE12389CA | 7750 SR-s XMA (Expandable Media Adapter), 4x FP4 complex, performance restricted to 3.6T FD, port restricted to 36-connectors Universal QSFP28. High-Scale Edge (HE) scale feature set (no restrict hardware queues or egress policers) This card is based off “3HE12392xA - XMA - SR-s 4.8T 36pt QSFP-DD to 12T” licensed to 3.6T throughput and 36-connectors hard license enabled. Full High-Scale Edge feature set. Hardware performance upgradeable from 3.6T to 4.8T or 12T intelligent fan-in/fan-out. | 1440000 | 35% | 936000
3HE12390AA | 7750 SR-s XMA (Expandable Media Adapter), 4x FP4 complex, performance restricted to 3.6T FD, port restricted to 36-connectors Universal QSFP28-DD. Core Router (CR) scale feature set (1024 per complex = h/w queues, 1024 per complex = egress policers) This card is based off “ 3HE12392xA - XMA - SR-s 4.8T 36pt QSFP-DD to 12T” licensed to 3.6T throughput and 36-connectors hard license enabled. Software scale upgradeable to ER or HE feature set. Hardware performance upgradeable from 3.6T to 4.8T or 12T intelligent fan-in/fan-out. | 1080000 | 35% | 702000
3HE12390BA | 7750 SR-s XMA (Expandable Media Adapter), 4x FP4 complex, performance restricted to 3.6T FD, port restricted to 36-connectors Universal QSFP28-DD. Edge Rourter (ER) scale feature set (16 384 per complex = h/w queues, 16 384 per complex = egress policers) This card is based off “3HE12392xA - XMA - SR-s 4.8T 36pt QSFP-DD to 12T” licensed to 3.6T throughput and 36-connectors hard license enabled. Software scale upgradeable to HE feature set. Hardware performance upgradeable from 3.6T to 4.8T or 12T intelligent fan-in/fan-out. | 1320000 | 35% | 858000
3HE12390CA | 7750 SR-s XMA (Expandable Media Adapter), 4x FP4 complex, performance restricted to 3.6T FD, port restricted to 36-connectors Universal QSFP28-DD. High-Scale Edge (HE) scale feature set (no restrict hardware queues or egress policers) This card is based off “3HE12392xA - XMA - SR-s 4.8T 36pt QSFP-DD to 12T” licensed to 3.6T throughput and 36-connectors hard license enabled. Full High-Scale Edge feature set. Hardware performance upgradeable from 3.6T to 4.8T or 12T intelligent fan-in/fan-out. | 1560000 | 35% | 1014000
3HE12391AA | 7750 SR-s XMA (Expandable Media Adapter), 4x FP4 complex, performance restricted to 4.8T FD, port restricted to 36-connectors Universal QSFP56-DD. Core Router (CR) scale feature set (1024 per complex = h/w queues, 1024 per complex = egress policers) This card is based off “ 3HE12392xA - XMA - SR-s 4.8T 36pt QSFP-DD to 12T” licensed to 4.8T throughput and 36-connectors hard license enabled. Software scale upgradeable to ER or HE feature set. Hardware performance upgradeable to 12T intelligent fan-in/fan-out. | 1440000 | 35% | 936000
3HE12391BA | 7750 SR-s XMA (Expandable Media Adapter), 4x FP4 complex, performance restricted to 4.8T FD, port restricted to 36-connectors Universal QSFP56-DD. Edge Rourter (ER) scale feature set (16 384 per complex = h/w queues, 16 384 per complex = egress policers) This card is based off “3HE12392xA - XMA - SR-s 4.8T 36pt QSFP-DD to 12T” licensed to 4.8T throughput and 36-connectors hard license enabled. Software scale upgradeable to HE feature set. Hardware performance upgradeable to 12T intelligent fan-in/fan-out. | 1760000 | 35% | 1144000
3HE12391CA | 7750 SR-s XMA (Expandable Media Adapter), 4x FP4 complex, performance restricted to 4.8T FD, port restricted to 36-connectors Universal QSFP56-DD. High-Scale Edge (HE) scale feature set (no restrict hardware queues or egress policers) This card is based off “3HE12392xA - XMA - SR-s 4.8T 36pt QSFP-DD to 12T” licensed to 4.8T throughput and 36-connectors hard license enabled. Full High-Scale Edge feature set. Hardware performance upgradeable to 12T intelligent fan-in/fan-out. | 2080000 | 35% | 1352000
3HE12392AA | 7750 SR-s XMA (Expandable Media Adapter), 4x FP4 complex, performance 4.8T FD, Aggregation mode up to 12T, 36-connectors Universal QSFP56-DD. Core Router (CR) scale feature set (1024 per complex = h/w queues, 1024 per complex = egress policers) Full High-Scale Edge feature set. Hardware performance up to 12T intelligent fan-in/fan-out. | 1600000 | 35% | 1040000
3HE12392BA | 7750 SR-s XMA (Expandable Media Adapter), 4x FP4 complex, performance 4.8T FD, Aggregation mode up to 12T, 36-connectors Universal QSFP56-DD. Edge Rourter (ER) scale feature set (16 384 per complex = h/w queues, 16 384 per complex = egress policers) Full Edge Router feature set. Hardware performance up to 12T intelligent fan-in/fan-out. | 1920000 | 35% | 1248000
3HE12392CA | 7750 SR-s XMA (Expandable Media Adapter), 4x FP4 complex, performance 4.8T FD, Aggregation mode up to 12T, 36-connectors Universal QSFP56-DD. High-Scale Edge (HE) scale feature set (no restrict hardware queues or egress policers) Full High-Scale Edge feature set. Hardware performance up to 12T intelligent fan-in/fan-out. | 2240000 | 35% | 1456000
3HE12395AA | 7750 SR-7s Accessory Kit, this kit includes the following; (2) CABLE ASSY RJ45 PLUG STR TO PLUG STR SHLD LSZH CAT6 BLK 5 FT (2) NUT 1/4-20 (1) CONN, LUG,#2 AWG WIRE, 1/4" BOLT HOLES, .625" SPACING, 0.5" TONGUE, DOUBLE-CRIMP, 90 DEG (1) WRIST STRAP (1) 3HE12566AA ACC - SR-s CLEANING TOOL, HONEYCOMB | 950 | 35% | 617.5
3HE12407AA | 7750 SR 2-ports 10/25/40/100GBASE MDA-e. Accepts two (2) QSFP+/QSFP28 100GBase Optic Module, supports MACsec. | 255000 | 35% | 165750
3HE12409AA | DTE cable to connect from the 12 port SDIv3 (3HE03391AC) or SDIv3 conformal coated version (3HE03391BC) to the distribution panels (SCSI-SCSI). One cable per pair of connectors on the SDIv3 as required (connect upto 4 ports). | 700 | 35% | 455
3HE12410AA | DCE cable to connect from the 12 port SDIv3 (3HE03391AC) or SDIv3 conformal coated version (3HE03391BC) to the distribution panels (SCSI-SCSI). One cable per pair of connectors on the SDIv3 as required (connect upto 4 ports). | 700 | 35% | 455
3HE12421AA | Replacement air filters kit (qty 10) for 10 x SR-7s chassis or for 5 x 14s chassis (2 per chassis) worth | 4600 | 35% | 2990
3HE12432AA | Accessory Kit - 7750 SR-1 ETSI rack mount kit | 1200 | 35% | 780
3HE12433AA | 6 port ( 2 x 10G SFP+, 4 x 1G – SFP) Ethernet 10Gbps card. Optics ( SFP, SFP+ ) are sold separately. This card is supported in both -48 VDC and +24 VDC systems. No Encryption. | 14700 | 35% | 9555
3HE12433BA | Conformal Coated Variant of 6 port ( 2 x 10G SFP+, 4 x 1G – SFP) Ethernet 10Gbps card. Optics ( SFP, SFP+ ) are sold separately. This card is supported in both -48 VDC and +24 VDC systems. No Encryption. | 16000 | 35% | 10400
3HE12434AA | This kit includes everything required for GNSS installation kit (3HE12293AA, 3HE12293BA, 3HE12293CA, 3HE12293DA) customization. Cutter, crimper, stripper & midspan stripper included. | 2500 | 35% | 1625
3HE12442AA | 4-Port RS232 Distribution Panel for the SDIv3 | 1700 | 35% | 1105
3HE12443AA | 4-Port RS530 Distribution Panel for the SDIv3 | 2100 | 35% | 1365
3HE12444AA | 4-Port X.21 Distribution Panel for the SDIv3 | 2500 | 35% | 1625
3HE12445AA | 4-Port V.35 Distribution Panel for the SDIv3 | 5000 | 35% | 3250
3HE12446AA | 7250 IXR-10 Gen2 Switch Fabric Module (SFM2-IXR-10) - (Spare) | 50000 | 35% | 32500
3HE12449AA | Jumper cable for WiFi port of the 7705 SAR-Hm enclosure (3HE12311AA/3HE12311BA). 10 per box. | 700 | 35% | 455
3HE12450AA | Jumper cable for GNSS port of the 7705 SAR-Hm enclosure (3HE12311AA/3HE12311BA). 10 per box. | 700 | 35% | 455
3HE12451AA | LDF4 1/2" cable strip tool | 225 | 35% | 146.25
3HE12458AA | 7250 IXR Control Processor Module (CPM2-IXR SSD) with 240 GB SSD - (Spare) | 40000 | 35% | 26000
3HE12459AA | 7750 SR-14s air filter door kit, this is an optional kit for customers to deploy with an air filter door for the 7750 SR-14s, this kit includes the following; (1) GROUND STRAP, FILTER DOOR, RA-7/14S (1) Left upright assembly-with wrapper, filter door kit (1) Right upright assembly-with wrapper, filter door kit (1) Cross Bar assembly top (1) Cross Bar assembly bottom (1) Air filter door (4) Alignment pins (16) 6-32 x 1/2 screws (8) 6-32 x 1/4 screws (2) Air intake filters (4) 10-32 x 3/8 screws | 42000 | 35% | 27300
3HE12460AA | 7750 SR-7s air filter door kit, this is an optional kit for customers to deploy with an air filter door for the 7750 SR-7s, this kit includes the following; (1) GROUND STRAP, FILTER DOOR, RA-7/14S (1) Left upright assembly-with wrapper, filter door kit (1) Right upright assembly-with wrapper, filter door kit (1) Cross Bar assembly top (1) Cross Bar assembly bottom (1) Air filter door (4) Alignment pins (12) 6-32 x 1/2 screws (4) 6-32 x 1/4 screws Phil (4) 6-32 x 1/4 screws Flat (4) 10-32 x 3/8 screws (1) Air intake filter | 37500 | 35% | 24375
3HE12462AA | Spare SD card (16GB). -40 to 85C, SLC. | 800 | 35% | 520
3HE12464AA | Power jumper designed for the 7250 IXR-R6, mountable to frame or other suitable location | 825 | 35% | 536.25
3HE12464BA | Power jumper designed for the 7250 IXR-R6, with 1RU rack mount bracket | 900 | 35% | 585
3HE12469AA | 7750 SR-14s/7s Qty 1 LVDC Power Shelf lug kit, this kit is required for all 7750 SR-14s/7s systems in which are power by LVDC Power Shelves, includes the following; (40) NUT 1/4-20 (20) CONN, LUG,#2 AWG WIRE, 1/4" BOLT HOLES, .625" SPACING, 0.5" TONGUE, DOUBLE-CRIMP, 90 DEG | 1500 | 35% | 975
3HE12470AA | 7750 SR-14s Rear Chassis Rackmount kit, includes the following; (4) SCREW 8-32 X 3/8 HEX HD (2) BRACKET ASSY RACK MT REAR | 1650 | 35% | 1072.5
3HE12471AA | 7750 SR-7s Rear Chassis Rackmount kit, includes the following; (4) SCREW 8-32 X 3/8 HEX HD (2) BRACKET ASSY, RACK MOUNT, REAR 7s | 1675 | 35% | 1088.75
3HE12472AA | 7705 SAR-Hmc with 9-60V DC power feed and covering NAR LTE frequencies, including the CBRS band. System supports LTE Cat4 connectivity with Main and diversity, and a GNSS input for location. Supports 3 x 10/100 Mbps RJ45 and 2 x RS232 in a single RJ45. Can be DIN/panel/wall/shelf mounted, and includes DIN Rail mounting clip. Antennas, mounting hardware, OS and other RTU licenses are sold separately. | 1900 | 35% | 1235
3HE12474AA | 7705 SAR-Hmc with 9-60V DC power feed and covering EMEA and CALA LTE frequencies, including bands 31 & 72. System supports LTE Cat4 connectivity with Main and diversity, and a GNSS input for location. Supports 3 x 10/100 Mbps RJ45 and 2 x RS232 in a single RJ45. Can be DIN/panel/wall/shelf mounted, and includes DIN Rail mounting clip. Antennas, mounting hardware, OS and other RTU licenses are sold separately. | 2300 | 35% | 1495
3HE12475AA | 7705 SAR-Hmc with 9-60V DC power feed and covering EMEA and CALA LTE frequencies, including band 87. System supports LTE Cat4 connectivity with Main and diversity, and a GNSS input for location. Supports 3 x 10/100 Mbps RJ45 and 2 x RS232 in a single RJ45. Can be DIN/panel/wall/shelf mounted, and includes DIN Rail mounting clip. Antennas, mounting hardware, OS and other RTU licenses are sold separately. | 2300 | 35% | 1495
3HE12492AA | APEQ-AC-4400 Advanced Power Equalizer Module. Accepts two redundant feeds | 10000 | 35% | 6500
3HE12496AA | 2RU kit to convert the 7250 IXR-R6 aiflow from right-to-left to front-to-back. Note that this may derate the maximum supported ambient temperatures on the 7250 IXR-R6. | 1200 | 35% | 780
3HE12501AA | 7250 IXR-R4 Chassis. 4 MDA slots, 2 CPM slots, 1 IOM slot, 1 Fan tray slot and 1 fan filter slot. No fan tray and impedance panels included. | 6000 | 35% | 3900
3HE12502AA | 7250 IXR-R4 fan tray. One per 7250 IXR-R4 system required | 1400 | 35% | 910
3HE12503AA | 7250 IXR-R4 fan filter: 5-pack | 1000 | 35% | 650
3HE12504AA | 8-Port C37.94 Teleprotection Card. Supports multi- and single-mode C37.94 optics.Optics sold separately. | 7750 | 35% | 5037.5
3HE12504BA | Conformal coated 8-Port C37.94 Teleprotection Card. Supports multi- and single-mode C37.94 optics. Optics sold separately. | 9750 | 35% | 6337.5
3HE12506AA | 7750 SR-2s Rear Mounting Hardware Kit | 1850 | 35% | 1202.5
3HE12507AA | 7750 SR-1s Rear Mounting Hardware Kit | 2000 | 35% | 1300
3HE12508AA | APEQ-HVDC-4400 High Voltage DC Advanced Power Equalizer Module. Accepts two redundant feeds | 13700 | 35% | 8905
3HE12510AA | 7750 SR-s IOM-s (Input/Output Module) 1.6T IOM-s Core Routing, accepts two modular MDA-s, 2x FP4 complex, CR (Core Router) feature set. MDA-s impedance panels needs to be added separately. Core Router (CR) scale feature set (1024 per complex = h/w queues, 1024 per complex = egress policers) This card is based off “3HE14027xA - XMA - IOM-s - SR-s IOM-s 3.0T” Software scale upgradeable to ER or HE feature set. Hardware performance upgradeable from 2.4T to 3.0T. | 533333.3333 | 35% | 346666.6667
3HE12510BA | 7750 SR-s IOM-s (Input/Output Module) 1.6T IOM-s Edge Routing, accepts two modular MDA-s, 2x FP4 complex, ER (Edge Router) feature set. MDA-s impedance panels needs to be added separately. Edge Rourter (ER) scale feature set (16 384 per complex = h/w queues, 16 384 per complex = egress policers) This card is based off “3HE14027xA - XMA - IOM-s - SR-s IOM-s 3.0T” Software scale upgradeable to ER or HE feature set. Hardware performance upgradeable from 2.4T or 3.0T. | 640000 | 35% | 416000
3HE12510CA | 7750 SR-s IOM-s (Input/Output Module) 1.6T IOM-s High-Scale Edge Routing, accepts two modular MDA-s, 2x FP4 complex, HE (High-Scale Edge) feature set. MDA-s impedance panels needs to be added separately. High-Scale Edge (HE) scale feature set (no restrict hardware queues or egress policers) This card is based off “3HE14027xA - XMA - IOM-s - SR-s IOM-s 3.0T” Full High-Scale Edge feature set Hardware performance upgradeable from 2.4T or 3.0T. | 746666.6667 | 35% | 485333.3333
3HE12511AA | 7750 SR-s 18-ports 10/40/100GBASE MDA-s. Accepts (18) 10/40/100GBase Optic Module QSFP+/QSFP28. | 345000 | 35% | 224250
3HE12512AA | 7750 SR-s 6-port CFP2-DCO MDA-s. 100 Gbps transmission using QPSK modulation for metro-core and long-haul applications and 200 Gbps (2x100G) for metro-access applications. Accepts six (6) CFP-DCO Optic Module. | 335000 | 35% | 217750
3HE12513AA | 7750 SR-s 16-ports SFP-DD (10/25/100G) + 4-ports QSFP28 (10/40/100G) MDA-s. Accepts (16) 10/25/100GBase Optic Module SFP+/SFP28/SFP-DD + (4) 10/40/100GBase Optic Module QSFP+/QSFP28. | 335000 | 35% | 217750
3HE12514AA | 7750 SR-s 24-ports 10/100GBASE MDA-s. Accepts (24) 10/100GBase Optic Module SFP+/SFP-DD. | 345000 | 35% | 224250
3HE12515AA | 7750 SR-s 4-ports QSFP56-DD (10/40/100/400G) + 4-ports QSFP28 (10/40/100G) MDA-s. Accepts (4) 10/40/100/400GBase Optic Module QSFP+/QSFP28/QSFP28-DD/QSFP56-DD + 4-ports QSFP+/QSFP28. | 335000 | 35% | 217750
3HE12518AA | 7250 IXR-R6 4 x 10GE SFP+ + 1 x100GE CFP2 MDA. Pluggables sold separately. | 22000 | 35% | 14300
3HE12519AA | ACC – 7750 SR-2s Air Filter Kit Qty 1 The Filter kit is highly recommend for every installation and therefore, should be order with each system | 3800 | 35% | 2470
3HE12520AA | Multi-mode LC-to-ST connectors for the 8-port C37.94 Teleprotection Card (3HE12504AA/3HE12504BA). Pack of 5 cables. | 1100 | 35% | 715
3HE12522AA | 7250 IXR-6/10 Gen2 IMM supporting 32-port 100 GE QSFP28 + 4-port 400GE QSFP-DD. Pluggables sold separately. | 450000 | 35% | 292500
3HE12523AA | 7250 IXR-R6 6 x 10GE SFP+ + 4 x 25GE SFP28 MDA. Pluggables sold separately. | 22000 | 35% | 14300
3HE12524AA | 7750 SR-s XMA (Expandable Media Adapter), 1x FP4 complex, performance restricted to 600G FD, port restricted to 6-connectors Universal QSFP28. Core Router (CR) scale feature set (1024 per complex = h/w queues, 1024 per complex = egress policers) This card is based off “3HE12526xA - XMA - SR-s 1.2T 18pt QSFP28” licensed to 600G throughput and 6-connectors hard license enabled. Software scale upgradeable to ER or HE feature set. Hardware performance upgradeable from 0.6T to 1.2T or 1.8T intelligent fan-in/fan-out. | 200000 | 35% | 130000
3HE12524BA | 7750 SR-s XMA (Expandable Media Adapter), 1x FP4 complex, performance restricted to 600G FD, port restricted to 6-connectors Universal QSFP28. Edge Rourter (ER) scale feature set (16 384 per complex = h/w queues, 16 384 per complex = egress policers) This card is based off “3HE12526xA - XMA - SR-s 1.2T 18pt QSFP28” licensed to 600G throughput and 6-connectors hard license enabled. Software scale upgradeable to HE feature set. Hardware performance upgradeable from 0.6T to 1.2T or 1.8T intelligent fan-in/fan-out. | 240000 | 35% | 156000
3HE12524CA | 7750 SR-s XMA (Expandable Media Adapter), 1x FP4 complex, performance restricted to 600G FD, port restricted to 6-connectors Universal QSFP28. High-Scale Edge (HE) scale feature set (no restrict hardware queues or egress policers) This card is based off “3HE12526xA - XMA - SR-s 1.2T 18pt QSFP28” licensed to 600G throughput and 6-connectors hard license enabled. Full High-Scale Edge feature set. Hardware performance upgradeable from 0.6T to 1.2T or 1.8T intelligent fan-in/fan-out. | 280000 | 35% | 182000
3HE12525AA | 7750 SR-s XMA (Expandable Media Adapter), 1x FP4 complex, performance restricted to 1.2T FD, port restricted to 12-connectors Universal QSFP28. Core Router (CR) scale feature set (1024 per complex = h/w queues, 1024 per complex = egress policers) This card is based off “3HE12526xA - XMA - SR-s 1.2T 18pt QSFP28” licensed to 1.2T throughput and 12-connectors hard license enabled. Software scale upgradeable to ER or HE feature set. Hardware performance upgradeable from 1.2T or 1.8T intelligent fan-in/fan-out. | 400000 | 35% | 260000
3HE12525BA | 7750 SR-s XMA (Expandable Media Adapter), 1x FP4 complex, performance restricted to 1.2T FD, port restricted to 12-connectors Universal QSFP28. Edge Rourter (ER) scale feature set (16 384 per complex = h/w queues, 16 384 per complex = egress policers) This card is based off “3HE12526xA - XMA - SR-s 1.2T 18pt QSFP28” licensed to 1.2T throughput and 12-connectors hard license enabled. Software scale upgradeable to HE feature set. Hardware performance upgradeable from 1.2T or 1.8T intelligent fan-in/fan-out. | 480000 | 35% | 312000
3HE12525CA | 7750 SR-s XMA (Expandable Media Adapter), 1x FP4 complex, performance restricted to 1.2T FD, port restricted to 12-connectors Universal QSFP28. High-Scale Edge (HE) scale feature set (no restrict hardware queues or egress policers) This card is based off “3HE12526xA - XMA - SR-s 1.2T 18pt QSFP28” licensed to 1.2T throughput and 12-connectors hard license enabled. Full High-Scale Edge feature set. Hardware performance upgradeable from 1.2T or 1.8T intelligent fan-in/fan-out. | 560000 | 35% | 364000
3HE12526AA | 7750 SR-s XMA (Expandable Media Adapter), 1x FP4 complex, performance to 1.2T FD, Aggregation mode up to 18-connectors Universal QSFP28. Core Router (CR) scale feature set (1024 per complex = h/w queues, 1024 per complex = egress policers) Software scale upgradeable to ER or HE feature set. Hardware performance up to 1.8T intelligent fan-in/fan-out | 440000 | 35% | 286000
3HE12526BA | 7750 SR-s XMA (Expandable Media Adapter), 1x FP4 complex, performance to 1.2T FD, Aggregation mode up to 18-connectors Universal QSFP28. Edge Rourter (ER) scale feature set (16 384 per complex = h/w queues, 16 384 per complex = egress policers) Software scale upgradeable to HE feature set. Hardware performance up to 1.8T intelligent fan-in/fan-out. | 520000 | 35% | 338000
3HE12526CA | 7750 SR-s XMA (Expandable Media Adapter), 1x FP4 complex, performance to 1.2T FD, Aggregation mode up to 18-connectors Universal QSFP28. High-Scale Edge (HE) scale feature set (no restrict hardware queues or egress policers) Full High-Scale Edge feature set. Hardware performance up to 1.8T intelligent fan-in/fan-out. | 600000 | 35% | 390000
3HE12528AA | 7750 SR-2s XCM-2s IMPEDANCE PANEL Kit which includes the 3HE11309AA XMA-s impedance panel | 9000 | 35% | 5850
3HE12529AA | 7750 SR-2s CPM-2s IMPEDANCE PANEL | 3500 | 35% | 2275
3HE12546AA | 1-port C37.94 SR Multimode Fiber (MMF), 2km, 850 nm, LC Connector, RoHS 6/6 compliant, Extended Temperature -40/85C | 850 | 35% | 552.5
3HE12547AA | 1-port C37.94 SR Single mode Fiber (SMF), 20km, 1310 nm, LC Connector, RoHS 6/6 compliant, Extended Temperature -40/85C | 850 | 35% | 552.5
3HE12549AA | 7250 IXR-R4 CPM. Two required per system for control redundancy. | 7000 | 35% | 4550
3HE12550AA | 7250 IXR-R4 IOM. One required per system. Supports 2 x 10GE SFP+/SFP and 10 x 1GE SFP ports. Pluggables sold separately. | 20000 | 35% | 13000
3HE12551AA | 7250 IXR-R4 Accessory Kit Includes: Mounting Hardware, Wrist Strap, 5' Null Cable DB9F - RJ45 | 100 | 35% | 65
3HE12554AA | 7705 SAR-Hmc 1-to-2 RJ45 serial Y-cable. 5 per pack. | 550 | 35% | 357.5
3HE12555BA | 7705 SAR-Hmc outdoor enclosure. Pole/Wall mountable (bracket sold separately). IP66/IP67 rated. Includes 2 x N-Type (F) bulkhead connectors/cables preinstalled. Supports another 2 x N-Type bulkhead terminations (sold separately). Can house 1 x 7705-SAR-Hmc, 1 x HV-PS35. | 1000 | 35% | 650
3HE12559AA | CPM2-14s/7s (Control Processor Module) for the 7750 SR-14s & 7s platforms. Supported in the CMA2-14s (3HE12561AA) and CMA2-7s (3HE12560AA) | 135000 | 35% | 87750
3HE12560AA | 7750 SR-s CMA2-7s (Control Mechanical Adapter). Accepts (2) 7750 SR-s CPMs-14s/7s (3HE12559AA) | 22000 | 35% | 14300
3HE12561AA | 7750 SR-s CMA2-14s (Control Mechanical Adapter). Accepts (2) 7750 SR-s CPMs-14s/7s (3HE12559AA) | 26000 | 35% | 16900
3HE12562AA | AC Power cable blunt cut with SAF-D-GRID 300 (Key C) T Latch 4.0mm2 gauge, 3m for rest of world applications | 700 | 35% | 455
3HE12565AA | 7250 IXR-6 SRLinux System License 19.x – one per system | 25000 | 35% | 16250
3HE12566AA | Spare Accessory kit for the 7750 SR-s Cleaning tool, honeycomb. With 6 tape-stacks for cleaning up to 288 vents. | 350 | 35% | 227.5
3HE12570AA | Spare Accessory kit for the 7750 SR-1 Cleaning tool, honeycomb. With 6 tape-stacks for cleaning up to 288 vents. | 350 | 35% | 227.5
3HE13304DA | Nuage System Center Integration - RTU per Microsoft System Center. License to use Nuage VSP with Microsoft System Center. One integration license required per System Center installation. Nuage System Center Integration provides: • VRS integration for activation of Hyper-V VMs into Nuage Networks • VRS Integration as a Hyper-V Virtual Switch extension on each Hyper-V Hypervisor • User Add-In on SCVMM in order to ease the provisioning of the Nuage parameters on the Hyper-V VMs One integration license required per vCenter Instance. Nuage VMware vSphere Integration Provides: • VRS integration for activation of ESXi VMs into Nuage Networks • VRS Integration as an Agent on each ESXi Hypervisor (vSphere Solution) • Deployment Toolbox for easy provisioning and deployment of each VRS Agent • User Plugin on vCenter Client in order to ease the provisioning of the Nuage parameter on the Nuage VMs | 19995 | 35% | 12996.75
3HE13305DA | Nuage System Center Integration - Annual RTU license per Microsoft System Center. License to use Nuage VSP with Microsoft System Center. One integration license required per System Center installation. Nuage System Center Integration provides: • VRS integration for activation of Hyper-V VMs into Nuage Networks • VRS Integration as a Hyper-V Virtual Switch extension on each Hyper-V Hypervisor • User Add-In on SCVMM in order to ease the provisioning of the Nuage parameters on the Hyper-V VMs | 5995 | 35% | 3896.75
3HE13306DA | Accelerated VRS license for a bandwidth of 10Gbps | 7995 | 35% | 5196.75
3HE13307DA | Accelerated VRS-G license for a bandwidth of 10Gbps | 7995 | 35% | 5196.75
3HE13308DA | Accelerated VRS license for a bandwidth of 25Gbps | 15995 | 35% | 10396.75
3HE13309DA | Accelerated VRS-G license for a bandwidth of 25Gbps | 15995 | 35% | 10396.75
3HE13310DA | Accelerated VRS license for a bandwidth of 40Gbps with any combination of 10G, 40G NICs | 23995 | 35% | 15596.75
3HE13311DA | Accelerated VRS-G license for a bandwidth of 40Gbps with any combination of 10G, 40G NICs | 23995 | 35% | 15596.75
3HE13312DA | Accelerated VRS license for a bandwidth of 100Gbps with any combination of with 10G, 25G, 40G, 100G NICs | 47995 | 35% | 31196.75
3HE13313DA | Accelerated VRS-G license for a bandwidth of 100Gbps with any combination of with 10G, 25G, 40G, 100G NICs | 47995 | 35% | 31196.75
3HE13314DA | Accelerated VRS Annual RTU license for a bandwidth of 10Gbps | 3295 | 35% | 2141.75
3HE13315DA | Accelerated VRS-G Annual RTU license for a bandwidth of 10Gbps | 3295 | 35% | 2141.75
3HE13316DA | Accelerated VRS Annual RTU license for a bandwidth of 25Gbps | 6595 | 35% | 4286.75
3HE13317DA | Accelerated VRS-G Annual RTU license for a bandwidth of 25Gbps | 6595 | 35% | 4286.75
3HE13318DA | Accelerated VRS Annual RTU license for a bandwidth of 40Gbps with any combination of 10G, 40G NICs | 9895 | 35% | 6431.75
3HE13319DA | Accelerated VRS-G Annual RTU license for a bandwidth of 40Gbps with any combination of 10G, 40G NICs | 9895 | 35% | 6431.75
3HE13320DA | Accelerated VRS Annual RTU license for a bandwidth of 100Gbps with any combination of with 10G, 25G, 40G, 100G NICs | 19695 | 35% | 12801.75
3HE13321DA | Accelerated VRS-G Annual RTU license for a bandwidth of 100Gbps with any combination of with 10G, 25G, 40G, 100G NICs | 19695 | 35% | 12801.75
3HE13326DA | Nuage Hardware VxLAN VTEP license to enable non-virtualized assets to participate in the network overlay. This license enables up to 128x25GE ports to be connected offering L2, L3, QOS, ACL features when supported by the hardware device. This license is applicable on a single switch basis and applies to 210 WBX as well as 3rd party VTEPs. | 14995 | 35% | 9746.75
3HE13327DA | Nuage Hardware VxLAN VTEP Annual RTU license to enable non-virtualized assets to participate in the network overlay. This license enables up to 128x25GE ports to be connected offering L2, L3, QOS, ACL features when supported by the hardware device. This license is applicable on a single switch basis and applies to 210 WBX as well as 3rd party VTEPs. This allows access to the latest version and automatic updates. | 6195 | 35% | 4026.75
3HE13328DA | Nuage Virtual Routing and Switching Software Gateway License per server (up to 4x25GigE interface). Features include Layer 2, Layer 3 Virtual Routing and Switching connectivity, and features such as dynamic routing protocols, federation of VSCs and policy and analytics (QoS, TCAs, service chaining, stateful ACLs, statistics and features requiring the Analytics Engine). | 11995 | 35% | 7796.75
3HE13329DA | Nuage Virtual Routing and Switching Software License per server (up to 4x25GigE interface) with KVM. Features include Layer 2, Layer 3 Virtual Routing and Switching connectivity, and features such as dynamic routing protocols, federation of VSCs and policy and analytics (QoS, TCAs, service chaining, stateful ACLs, statistics and features requiring the Analytics Engine). | 11995 | 35% | 7796.75
3HE13330DA | Nuage Virtual Routing and Switching Software License per server (up to 4x25GigE interface) with VMware ESXi. Features include Layer 2, Layer 3 Virtual Routing and Switching connectivity, and features such as dynamic routing protocols, federation of VSCs and policy and analytics (QoS, TCAs, service chaining, stateful ACLs, statistics and features requiring the Analytics Engine). | 11995 | 35% | 7796.75
3HE13331DA | Nuage Virtual Routing and Switching License for one (1) Linux Bare Metal server with up to 4x25GigE interface. Features include Layer 2, Layer 3 Virtual Routing and Switching connectivity, and features such as dynamic routing protocols, federation of VSCs and policy and analytics (QoS, TCAs, service chaining, stateful ACLs, statistics and features requiring the Analytics Engine). | 11995 | 35% | 7796.75
3HE13334DA | Nuage Virtual Routing and Switching Software Gateway Annual RTU License per server (up to 4x25GigE interface). Features include Layer 2, Layer 3 Virtual Routing and Switching connectivity, and features such as dynamic routing protocols, federation of VSCs and policy and analytics (QoS, TCAs, service chaining, stateful ACLs, statistics and features requiring the Analytics Engine). This allows access to the latest version and automatic updates. | 4995 | 35% | 3246.75
3HE13335DA | Nuage Virtual Routing and Switching Annual RTU License per server (up to 4x25GigE interface) with VMware ESXi. Features include Layer 2, Layer 3 Virtual Routing and Switching connectivity, and features such as dynamic routing protocols, federation of VSCs and policy and analytics (QoS, TCAs, service chaining, stateful ACLs, statistics and features requiring the Analytics Engine). This allows access to the latest version and automatic updates. | 6895 | 35% | 4481.75
3HE13336DA | Nuage Virtual Routing and Switching Annual RTU License per server (up to 4x25GigE interface) with KVM. Features include Layer 2, Layer 3 Virtual Routing and Switching connectivity, and features such as dynamic routing protocols, federation of VSCs and policy and analytics (QoS, TCAs, service chaining, stateful ACLs, statistics and features requiring the Analytics Engine). This allows access to the latest version and automatic updates. | 4995 | 35% | 3246.75
3HE13339DA | Nuage Virtual Routing and Switching Annual RTU License for one (1) Linux Bare Metal server with up to 4x25GigE interface. Features include Layer 2, Layer 3 Virtual Routing and Switching connectivity, and features such as dynamic routing protocols, federation of VSCs and policy and analytics (QoS, TCAs, service chaining, stateful ACLs, statistics and features requiring the Analytics Engine). | 4995 | 35% | 3246.75
3HE13343AA | SYS - 7250 IXR-s | 119000 | 35% | 77350
3HE13344AA | PS - 7250 IXR AC Power Supply, fits the 7250 IXR-s system. | 1320 | 35% | 858
3HE13345AA | PS - 7250 IXR DC Power Supply, fits the IXR-s system | 1320 | 35% | 858
3HE13346AA | Fan - 7250 IXR Fan, fits the 7250 IXR-s system | 440 | 35% | 286
3HE13360AA | IOM4-e/-B RTU License Upgrade from L2HQ to L3HQ for IOM4-e-/-B IMM . RTU license upgrade is tied to the specific IOM4-e/-B line card for which it is purchased. Customers are required to provide the serial number of the IOM4-e/-B line card for which the RTU license is being purchased. | 185000 | 35% | 120250
3HE13361AA | IOM4-e/-B RTU License Upgrade from L3BQ to L3HQ for IOM4-e/-B. RTU license upgrade is tied to the specific IOM4-e/-B line card for which it is purchased. Customers are required to provide the serial number of the IOM4-e/-B line card for which the RTU license is being purchased. | 310000 | 35% | 201500
3HE13362AA | RTU - SROS Telemetry Right To Use License. A per system license. Allows the use of Telemetry functionality. | 30000 | 35% | 19500
3HE13368AA | ASL VSR-AA DEM Gateway Wifi 10K Subs - Application Software License (ASL) required for Application Assurance Dynamic Experience Management Gateway. One (1) of these ASLs is required for every increment of 10,000 subscribers, in addition to AA licenses. Multiple instances may be applied to allow the desired scale. Per Network license. | 10000 | 35% | 6500
3HE13369AA | SROS DEM Gateway Wifi 10K Subs - Right to Use (RTU) required forApplication Assurance Dynamic Experience Management Gateway. One (1) of these RTUs is required for every increment of 10,000 subscribers, in addition to AA licenses. Multiple instances may be applied to allow the desired scale. Per Network license. | 10000 | 35% | 6500
3HE13370AA | RTU MGW TCP Optimization 10 Gbps - Right to Use (RTU) required for bandwidth based TCP Optimization. One (1) of these RTUs is required for every increment of1Gbps if using TCP-O without AA per-sub RTUs, does not require use of TCP-O 10k Subscriber RTU. Multiple instances may be applied to allow the desired scale. Per Network license. | 5000 | 35% | 3250
3HE13371AA | RTU MG-AA PGW-EDR IPfix 10k Subs. Enables the export of the PGW-EDR IPfix record format for AA flow based reporting. This record format includes mobile subscriber information such as IMSI, APN, RAT type, charging ID, etc. to be combined with information on 5-tuple flows such as the start/end time of each flow, the flow itself (5-tuple/direction) and volume (octets transfered) counts. One (1) of these ASLs is required for every increment of 10,000 subscribers. Multiple instances may be applied to allow the desired scale. | 2500 | 35% | 1625
3HE13376AA | 7950 XRS-20e Stand-Alone Complete Chassis APEQ-DC-4275 Bundle and shipped with all common hardware. Includes: (1) 3HE11085AA - CHAS-7950 XRS-20e Universal Spare Chassis (8) 3HE08505AA - SFM - 7950 XRS-20 SFM-X20S-B, (2) 3HE07116AB - CPM - 7950 XRS-20 CPM 16GB (2) 3HE11095AA - 7950 XRS-20e Power Connect Module Fan (5) 3HE11099AA - APEQ-DC-4275 Power Equalizer Module (5) 3HE11096AA - 7950 XRS-20e Quad Power Connect Module (5) 3HE11097AA - 7950 XRS-20e Power Input Module (3) 3HE11088AA - FAN - 7950 XRS-20e Fan Tray (2) 3HE07117AA - CCM - 7950 XRS-20 CCM (1) 3HE11090AA - ACC - 7950 XRS-20e Air Filter Kit Note: You must order separate impedance panels (XCM, XMA or C-XMA impedance panels) for every empty slot. | 800000 | 35% | 520000
3HE13390AA | Nuage Virtual Routing and Switching License for Containers/PaaS. Features include Layer 2, Layer 3 Virtual Routing and Switching connectivity, and features such as dynamic routing protocols, federation of VSCs and policy and analytics (QoS, TCAs, service chaining, stateful ACLs, statistics and features requiring the Analytics Engine). | 6595 | 35% | 4286.75
3HE13391AA | Nuage Virtual Routing and Switching License for Containers/PaaS (max 4vCPUs). Features include Layer 2, Layer 3 Virtual Routing and Switching connectivity, and features such as dynamic routing protocols, federation of VSCs and policy and analytics (QoS, TCAs, service chaining, stateful ACLs, statistics and features requiring the Analytics Engine). | 2995 | 35% | 1946.75
3HE13392AA | Nuage Virtual Routing and Switching Annual RTU License for Containers/PaaS. Features include Layer 2, Layer 3 Virtual Routing and Switching connectivity, and features such as dynamic routing protocols, federation of VSCs and policy and analytics (QoS, TCAs, service chaining, stateful ACLs, statistics and features requiring the Analytics Engine). | 2695 | 35% | 1751.75
3HE13393AA | Nuage Virtual Routing and Switching Annual RTU License for Containers/PaaS (max. 4vCPUs). Features include Layer 2, Layer 3 Virtual Routing and Switching connectivity, and features such as dynamic routing protocols, federation of VSCs and policy and analytics (QoS, TCAs, service chaining, stateful ACLs, statistics and features requiring the Analytics Engine). | 1195 | 35% | 776.75
3HE13394AA | Spare SD card (4GB). -40 to 85C, SLC. | 350 | 35% | 227.5
3HE13408AA | SR/ESS 128 GB Compact Flash - Spare (Blank) | 7000 | 35% | 4550
3HE13426AA | ACC - 7210 SAS-K 2F4T6C ETR rack mount, fits one 7210 SAS-K (K12) and its power supplies in a 19" rack | 350 | 35% | 227.5
3HE13504AA | 7750 SR SFM6-7/12 & CPM5, one (1) required per 7750 SR-7/12 slot Shelf, up to two (2) per 7750 SR-7/12 slot Shelf for CPU and fabric redundancy Bundle includes: (1) 3HE08423AA - CPM - 7750 SR CPM5 (1) 3HE12335AA - SFM - 7750 SR SFM6-7/12 | 70000 | 35% | 45500
3HE13506AA | 7750 SR-14s AC/HVDC complete chassis bundle, shipped with all common hardware. Includes: (1) 3HE11301AA - CHAS - 7750 SR-14s CHASSIS, (1) 3HE12315AA - CMA - 7750 SR-14s, (2) 3HE11304AA - CPM - 7750 SR-s CPM-7s/14s (8) 3HE11315AA - SFM - 7750 SR-7s/14s, (8) 3HE11312AA - FAN - 7750 SR-7s/14s FAN TRAY, (1) 3HE11179AA - CHAS - 7750 SR-7s/14s AC/HVDC PWR SHELF, (5) 3HE11183AA - PSU - AC/HVDC 6kw POWER SUPPLY, (1) 3HE11181AA - COM - 7750 SR-7s/14s COMMUNICATION CARD Note: AC/HVDC Power Shelf includes the filler panels for the PSU. Additional items in which will need to be purchased separately are; Impendance Panels in all empty slots (XCM-s, XMA-s, CPM-s), AC/HVDC power shelf accessory kit, Power Cords and optional air filter door kit. Chassis accessory kit included | 610000 | 35% | 396500
3HE13507AA | 7750 SR-7s AC/HVDC complete chassis bundle, shipped with all common hardware. Control redundancy. Includes: (1) 3HE11905AA - CHAS - 7750 SR-7s CHASSIS, (1) 3HE12314AA - CMA - 7750 SR-7s DUAL, (2) 3HE11304AA - CPM - 7750 SR-s CPM-7s/14s, (4) 3HE11315AA - SFM - 7750 SR-7s/14s, (4) 3HE11312AA - FAN - 7750 SR-7s/14s FAN TRAY, (1) 3HE11179AA - CHAS - 7750 SR-7s/14s AC/HVDC PWR SHELF (3) 3HE11183AA - PSU - AC/HVDC 6kw POWER SUPPLY, (1) 3HE11181AA - COM - 7750 SR-7s/14s COMMUNICATION CARD Note: AC/HVDC Power Shelf includes the filler panels for the PSU. Additional items in which will need to be purchased separately are; Impendance Panels in all empty slots (XCM-s, XMA-s, CPM-s), AC/HVDC power shelf accessory kit, Power Cords and optional air filter door kit. Chassis accessory kit included | 385000 | 35% | 250250
3HE13508AA | 7750 SR-7s DC complete chassis bundle, shipped with all common hardware. No control redundancy. Includes: (1) 3HE11905AA - CHAS - 7750 SR-7s CHASSIS, (1) 3HE12326AA - CMA - 7750 SR-7s SINGLE, (1) 3HE11304AA - CPM - 7750 SR-s CPM-7s/14s, (4) 3HE11315AA - SFM - 7750 SR-7s/14s, (4) 3HE11312AA - FAN - 7750 SR-7s/14s FAN TRAY, (1) 3HE11180AA - CHAS - 7750 SR-7s/14s LVDC POWER SHELF, (3) 3HE11185AA - PSU - LVDC 6kw POWER SUPPLY, (1) 3HE11181AA - COM - 7750 SR-7s/14s COMMUNICATION CARD Note: LVDC Power Shelf includes the filler panels for the PSU. Additional items in which will need to be purchased separately are; Impendance Panels in all empty slots (XCM-s, XMA-s, CPM-s), LVDC power shelf accessory kit and power lug kit, and optional air filter door kit. Chassis accessory kit included | 335000 | 35% | 217750
3HE13509AA | 7750 SR-7s AC/HVDC complete chassis bundle, shipped with all common hardware. No control redundancy. Includes: (1) 3HE11905AA - CHAS - 7750 SR-7s CHASSIS, (1) 3HE12326AA - CMA - 7750 SR-7s SINGLE, (1) 3HE11304AA - CPM - 7750 SR-s CPM-7s/14s, (4) 3HE11315AA - SFM - 7750 SR-7s/14s, (4) 3HE11312AA - FAN - 7750 SR-7s/14s FAN TRAY, (1) 3HE11179AA - CHAS - 7750 SR-7s/14s AC/HVDC PWR SHELF, (3) 3HE11183AA - PSU - AC/HVDC 6kw POWER SUPPLY, (1) 3HE11181AA - COM - 7750 SR-7s/14s COMMUNICATION CARD Note: AC/HVDC Power Shelf includes the filler panels for the PSU. Additional items in which will need to be purchased separately are; Impendance Panels in all empty slots (XCM-s, XMA-s, CPM-s), AC/HVDC power shelf accessory kit, Power Cords and optional air filter door kit. Chassis accessory kit included | 335000 | 35% | 217750
3HE13513AA | 7750 SR-1s + AC/HVDC Power Shelf, 2.4T 24-port QSFP28 (supported QSFP+/QSFP28) Core Router feature set; Includes the following; (1) 3HE13799AA - SYS - SR-1s 2.4T 24pt QSFP28 CR AC/HVDC (5) 3HE12376AA - FAN - 7750 SR-1s Fan Module (2) 3HE11183AA - PSU - AC/HVDC 6kw Power Supply 7750 SR-1s, 2x FP4 complex, performance restricted to 2.4T FD, port restricted to 24-connectors Universal QSFP28. Core Router (CR) scale feature set (1024 per complex = h/w queues, 1024 per complex = egress policers) This 7750 SR-1s is based off “3HE13801xA - SYS-SR-1s 2.4T 36pt QSFP28 to 3.6T AC/HVDC” licensed to 2.4T throughput and 24-connectors hard license enabled. Software scale upgradeable to ER or HE feature set. Hardware performance upgradeable from 2.4T to 3.6T intelligent fan-in/fan-out. | 800000 | 35% | 520000
3HE13513BA | 7750 SR-1s + AC/HVDC Power Shelf Bundle, 2.4T 24-port QSFP28 (supported QSFP+/QSFP28) Edge Router feature set; Includes the following; (1) 3HE13799BA - SYS - SR-1s 2.4T 24pt QSFP28 ER AC/HVDC (5) 3HE12376AA - FAN - 7750 SR-1s Fan Module (2) 3HE11183AA - PSU - AC/HVDC 6kw Power Supply 7750 SR-1s system, 2x FP4 complex, performance restricted to 2.4T FD, port restricted to 24-connectors Universal QSFP28. Edge Rourter (ER) scale feature set (16 384 per complex = h/w queues, 16 384 per complex = egress policers) This card is based off “3HE13801xA - SYS-SR-1s 2.4T 36pt QSFP28 to 3.6T AC/HVDC” licensed to 2.4T throughput and 24-connectors hard license enabled. Software scale upgradeable to ER or HE feature set. Hardware performance upgradeable from 2.4T to 3.6T intelligent fan-in/fan-out. | 960000 | 35% | 624000
3HE13513CA | 7750 SR-1s + AC/HVDC Power Shelf Bundle, 2.4T 24-port QSFP28 (supported QSFP+/QSFP28) Edge Router feature set; Includes the following; (1) 3HE13799CA - SYS - SR-1s 2.4T 24pt QSFP28 HE AC/HVDC (5) 3HE12376AA - FAN - 7750 SR-1s Fan Module (2) 3HE11183AA - PSU - AC/HVDC 6kw Power Supply 7750 SR-1s system, 2x FP4 complex, performance restricted to 2.4T FD, port restricted to 24-connectors Universal QSFP28. High-Scale Edge (HE) scale feature set (no restrict hardware queues or egress policers) This 7750 SR-1s is based off “3HE13801xA - SYS-SR-1s 2.4T 36pt QSFP28 to 3.6T AC/HVDC” licensed to 2.4T throughput and 24-connectors hard license enabled. Full High-Scale Edge feature set. Hardware performance upgradeable from 2.4T to 3.6T intelligent fan-in/fan-out. | 1120000 | 35% | 728000
3HE13514AA | 7750 SR-1s + LVDC Power Shelf Bundle, 3.6T 36-port QSFP-DD (supported QSFP+/QSFP28/QSFP-DD), Core Router feature set; Includes the following; (1) 3HE13804AA - SYS - SR-1s 3.6T 36pt QSFP-DD CR LVDC (5) 3HE12376AA - FAN - 7750 SR-1s Fan Module (2) 3HE11185AA - PSU - LVDC 6kw Power Supply 7750 SR-1s, 4x FP4 complex, performance restricted to 3.6T FD, port restricted to 36-connectors Universal QSFP28-DD. Core Router (CR) scale feature set (1024 per complex = h/w queues, 1024 per complex = egress policers) This 7750 SR-1s is based off “3HE13808xA - SYS-SR-1s 4.8T 36pt QSFP-DD to 12T DC” licensed to 3.6T throughput and 36-connectors hard license enabled. Software scale upgradeable to ER or HE feature set. Hardware performance upgradeable from 3.6T to 4.8T or 12T intelligent fan-in/fan-out. | 1080000 | 35% | 702000
3HE13514BA | 7750 SR-1s + LVDC Power Shelf Bundle, 3.6T 36-port QSFP28 (supported QSFP+/QSFP28), Edge Router feature set: Includes the following; (1) 3HE13804BA - SYS - SR-1s 3.6T 36pt QSFP-DD ER LVDC (5) 3HE12376AA - FAN - 7750 SR-1s Fan Module (2) 3HE11185AA - PSU - LVDC 6kw Power Supply 7750 SR-1s system, 4x FP4 complex, performance restricted to 3.6T FD, port restricted to 36-connectors Universal QSFP28. Edge Rourter (ER) scale feature set (16 384 per complex = h/w queues, 16 384 per complex = egress policers) This card is based off “3HE13808xA - SYS-SR-1s 4.8T 36pt QSFP-DD to 12T DC” licensed to 3.6T throughput and 36-connectors hard license enabled. Software scale upgradeable to HE feature set. Hardware performance upgradeable from 3.6T to 4.8T or 12T intelligent fan-in/fan-out. | 1320000 | 35% | 858000
3HE13514CA | 7750 SR-1s + LVDC Power Shelf Bundle, 3.6T 36-port QSFP-DD (supported QSFP+/QSFP28/QSFP-DD), High Scale Edge feature set; Includes the following; (1) 3HE13804CA - SYS - SR-1s 3.6T 36pt QSFP-DD HE LVDC (5) 3HE12376AA - FAN - 7750 SR-1s Fan Module (2) 3HE11185AA - PSU - LVDC 6kw Power Supply 7750 SR-1s system, 4x FP4 complex, performance restricted to 3.6T FD, port restricted to 36-connectors Universal QSFP28-DD. High-Scale Edge (HE) scale feature set (no restrict hardware queues or egress policers) This 7750 SR-1s is based off “3HE13808xA - SYS-SR-1s 4.8T 36pt QSFP-DD to 12T DC” licensed to 3.6T throughput and 36-connectors hard license enabled. Full High-Scale Edge feature set. Hardware performance upgradeable from 3.6T to 4.8T or 12T intelligent fan-in/fan-out. | 1560000 | 35% | 1014000
3HE13515AA | 7750 SR-1s + AC/HVDC Power Shelf, 3.6T 36-port QSFP-DD (supported QSFP+/QSFP28/QSFP-DD), Core Router feature set; Includes the following; (1) 3HE13805AA - SYS - SR-1s 3.6T 36pt QSFP-DD CR AC/HVDC (5) 3HE12376AA - FAN - 7750 SR-1s Fan Module (2) 3HE11183AA - PSU - AC/HVDC 6kw Power Supply 7750 SR-1s, 4x FP4 complex, performance restricted to 3.6T FD, port restricted to 36-connectors Universal QSFP28-DD. Core Router (CR) scale feature set (1024 per complex = h/w queues, 1024 per complex = egress policers) This 7750 SR-1s is based off “3HE13809AA - SYS-SR-1s 4.8T 36pt QSFP-DD to 12T AC/HVDC” licensed to 3.6T throughput and 36-connectors hard license enabled. Software scale upgradeable to ER or HE feature set. Hardware performance upgradeable from 3.6T to 4.8T or 12T intelligent fan-in/fan-out. | 1080000 | 35% | 702000
3HE13515BA | 7750 SR-1s + AC/HVDC Power Shelf Bundle, 3.6Tb 36-port QSFP-DD (supported QSFP+/QSFP28/QSFP-DD), Edge Router feature set; Includes the following; (1) 3HE13805BA - SYS - SR-1s 3.6T 36pt QSFP-DD ER AC/HVDC (5) 3HE12376AA - FAN - 7750 SR-1s Fan Module (2) 3HE11183AA - PSU - AC/HVDC 6kw Power Supply 7750 SR-1s system, 4x FP4 complex, performance restricted to 3.6T FD, port restricted to 36-connectors Universal QSFP28-DD. Edge Rourter (ER) scale feature set (16 384 per complex = h/w queues, 16 384 per complex = egress policers) This card is based off “3HE13809AA - SYS-SR-1s 4.8T 36pt QSFP-DD CR to 12T AC/HVDC” licensed to 3.6T throughput and 36-connectors hard license enabled. Software scale upgradeable to HE feature set. Hardware performance upgradeable from 3.6T to 4.8T or 12T intelligent fan-in/fan-out. | 1320000 | 35% | 858000
3HE13515CA | 7750 SR-1s + AC/HVDC Power Shelf Bundle, 3.6T 36-port QSFP-DD (supported QSFP+/QSFP28/QSFP-DD), High Scale Edge feature set; Includes the following; (1) 3HE13805CA - SYS - SR-1s 3.6T 36pt QSFP-DD HE AC/HVDC (5) 3HE12376AA - FAN - 7750 SR-1s Fan Module (2) 3HE11183AA - PSU - AC/HVDC 6kw Power Supply 7750 SR-1s system, 4x FP4 complex, performance restricted to 3.6T FD, port restricted to 36-connectors Universal QSFP28. High-Scale Edge (HE) scale feature set (no restrict hardware queues or egress policers) This 7750 SR-1s is based off “3HE13809AA - SYS-SR-1s 4.8T 36pt QSFP-DD CR to 12T AC/HVDC” licensed to 3.6T throughput and 36-connectors hard license enabled. Full High-Scale Edge feature set. Hardware performance upgradeable from 3.6T to 4.8T or 12T intelligent fan-in/fan-out. | 1560000 | 35% | 1014000
3HE13516AA | 7750 SR-1s + LVDC Power Shelf Bundle, 4.8T 36-port QSFP-DD (supported QSFP+/QSFP28/QSFP-DD), Core Router feature set; Includes the following; (1) 3HE13806AA - SYS - SR-1s 4.8T 36pt QSFP-DD CR LVDC (5) 3HE12376AA - FAN - 7750 SR-1s Fan Module (2) 3HE11185AA - PSU - LVDC 6kw Power Supply 7750 SR-1s, 4x FP4 complex, performance restricted to 4.8T FD, port restricted to 36-connectors Universal QSFP-DD. Core Router (CR) scale feature set (1024 per complex = h/w queues, 1024 per complex = egress policers) This 7750 SR-1s is based off “3HE13808xA - SYS-SR-1s 4.8T 36pt QSFP-DD to 12T DC” licensed to 4.8T throughput and 36-connectors hard license enabled. Software scale upgradeable to ER or HE feature set. Hardware performance upgradeable from 4.8T to 12T intelligent fan-in/fan-out. | 1440000 | 35% | 936000
3HE13516BA | 7750 SR-1s + LVDC Power Shelf Bundle, 4.8T 36-port QSFP-DD (supported QSFP+/QSFP28/QSFP-DD), Edge Router feature set: Includes the following; (1) 3HE13806BA - SYS - SR-1s 4.8T 36pt QSFP-DD ER LVDC (5) 3HE12376AA - FAN - 7750 SR-1s Fan Module (2) 3HE11185AA - PSU - LVDC 6kw Power Supply 7750 SR-1s system, 4x FP4 complex, performance restricted to 4.8T FD, port restricted to 36-connectors Universal QSFP-DD. Edge Rourter (ER) scale feature set (16 384 per complex = h/w queues, 16 384 per complex = egress policers) This card is based off “3HE13808xA - SYS-SR-1s 4.8T 36pt QSFP-DD to 12T DC” licensed to 4.8T throughput and 36-connectors hard license enabled. Software scale upgradeable to HE feature set. Hardware performance upgradeable from 4.8T to 12T intelligent fan-in/fan-out. | 1760000 | 35% | 1144000
3HE13516CA | 7750 SR-1s + LVDC Power Shelf Bundle, 4.8T 36-port QSFP-DD (supported QSFP+/QSFP28/QSFP-DD), High Scale Edge feature set; Includes the following; (1) 3HE13806CA - SYS - SR-1s 4.8T 36pt QSFP-DD HE LVDC (5) 3HE12376AA - FAN - 7750 SR-1s Fan Module (2) 3HE11185AA - PSU - LVDC 6kw Power Supply 7750 SR-1s system, 4x FP4 complex, performance restricted to 4.8T FD, port restricted to 36-connectors Universal QSFP-DD. High-Scale Edge (HE) scale feature set (no restrict hardware queues or egress policers) This 7750 SR-1s is based off “3HE13808xA - SYS-SR-1s 4.8T 36pt QSFP-DD to 12T DC” licensed to 4.8T throughput and 36-connectors hard license enabled. Full High-Scale Edge feature set. Hardware performance upgradeable from 4.8T to 12T intelligent fan-in/fan-out. | 2080000 | 35% | 1352000
3HE13517AA | 7750 SR-1s + AC/HVDC Power Shelf Bundle, 4.8T 36-port QSFP-DD (supported QSFP+/QSFP28/QSFP-DD), Core Router feature set; Includes the following; (1) 3HE13807AA - SYS - SR-1s 4.8T 36pt QSFP-DD CR AC/HVDC (5) 3HE12376AA - FAN - 7750 SR-1s Fan Module (2) 3HE11183AA - PSU - AC/HVDC 6kw Power Supply 7750 SR-1s, 4x FP4 complex, performance restricted to 4.8T FD, port restricted to 36-connectors Universal QSFP-DD. Core Router (CR) scale feature set (1024 per complex = h/w queues, 1024 per complex = egress policers) This 7750 SR-1s is based off “3HE13809AA - SYS-SR-1s 4.8T 36pt QSFP-DD to 12T AC/HVDC” licensed to 4.8T throughput and 36-connectors hard license enabled. Software scale upgradeable to ER or HE feature set. Hardware performance upgradeable from 4.8T to 12T intelligent fan-in/fan-out. | 1440000 | 35% | 936000
3HE13517BA | 7750 SR-1s + AC/HVDC Power Shelf Bundle, 4.8T 36-port QSFP-DD (supported QSFP+/QSFP28/QSFP-DD), Edge Router feature set: Includes the following; (1) 3HE13807BA - SYS - SR-1s 4.8T 36pt QSFP-DD ER AC/HVDC (5) 3HE12376AA - FAN - 7750 SR-1s Fan Module (2) 3HE11183AA - PSU - AC/HVDC 6kw Power Supply 7750 SR-1s system, 4x FP4 complex, performance restricted to 4.8T FD, port restricted to 36-connectors Universal QSFP-DD. Edge Rourter (ER) scale feature set (16 384 per complex = h/w queues, 16 384 per complex = egress policers) This card is based off “3HE13809AA - SYS-SR-1s 4.8T 36pt QSFP-DD CR to 12T AC/HVDC” licensed to 4.8T throughput and 36-connectors hard license enabled. Software scale upgradeable to HE feature set. Hardware performance upgradeable from 4.8T to 12T intelligent fan-in/fan-out. | 1760000 | 35% | 1144000
3HE13517CA | 7750 SR-1s + AC/HVDC Power Shelf Bundle, 4.8T 36-port QSFP-DD (supported QSFP+/QSFP28/QSFP-DD), High Scale Edge feature set; Includes the following; (1) 3HE13807CA - SYS - SR-1s 4.8T 36pt QSFP-DD HE AC/HVDC (5) 3HE12376AA - FAN - 7750 SR-1s Fan Module (2) 3HE11183AA - PSU - AC/HVDC 6kw Power Supply 7750 SR-1s system, 4x FP4 complex, performance restricted to 4.8T FD, port restricted to 36-connectors Universal QSFP28. High-Scale Edge (HE) scale feature set (no restrict hardware queues or egress policers) This 7750 SR-1s is based off “3HE13809AA - SYS-SR-1s 4.8T 36pt QSFP-DD CR to 12T AC/HVDC” licensed to 4.8T throughput and 36-connectors hard license enabled. Full High-Scale Edge feature set. Hardware performance upgradeable from 4.8T to 12T intelligent fan-in/fan-out. | 2080000 | 35% | 1352000
3HE13518AA | 7750 SR-1s + LVDC Power Shelf Bundle, 4.8T 36-port QSFP-DD (supported QSFP+/QSFP28/QSFP-DD), Aggregation mode to 12T, Core Router feature set; Includes the following; (1) 3HE13808AA - SYS - SR-1s 4.8T 36pt QSFP-DD CR to 12T DC (5) 3HE12376AA - FAN - 7750 SR-1s Fan Module (2) 3HE11185AA - PSU - LVDC 6kw Power Supply 7750 SR-1s system, 4x FP4 complex, performance to 4.8T FD, Aggregation mode up to 12T, 36-connectors Universal QSFP-DD. Core Router (CR) scale feature set (1024 per complex = h/w queues, 1024 per complex = egress policers) Software scale upgradeable to ER or HE feature set. Hardware performance up to 12T intelligent fan-in/fan-out | 1600000 | 35% | 1040000
3HE13518BA | 7750 SR-1s + LVDC Power Shelf Bundle, 4.8T 36-port QSFP-DD (supported QSFP+/QSFP28/QSFP-DD), Aggregation mode to 12T, Edge Router feature set: Includes the following; (1) 3HE13808BA - SYS - SR-1s 4.8T 36pt QSFP-DD ER to 12T DC (5) 3HE12376AA - FAN - 7750 SR-1s Fan Module (2) 3HE11185AA - PSU - LVDC 6kw Power Supply 7750 SR-1s system, 4x FP4 complex, performance to 4.8T FD, Aggregation mode up to 12T, 36-connectors Universal QSFP-DD. Edge Rourter (ER) scale feature set (16 384 per complex = h/w queues, 16 384 per complex = egress policers) Software scale upgradeable to HE feature set. Hardware performance up to 12T intelligent fan-in/fan-out. | 1920000 | 35% | 1248000
3HE13518CA | 7750 SR-1s + LVDC Power Shelf Bundle, 4.8T 36-port QSFP-DD (supported QSFP+/QSFP28/QSFP-DD), Aggregation mode to 12T, High Scale Edge feature set; Includes the following; (1) 3HE13808CA - SYS - SR-1s 4.8T 36pt QSFP-DD HE to 12T DC (5) 3HE12376AA - FAN - 7750 SR-1s Fan Module (2) 3HE11185AA - PSU - LVDC 6kw Power Supply 7750 SR-1s system, 2x FP4 complex, performance to 4.8T FD, Aggregation mode up 12T, to 36-connectors Universal QSFP-DD. High-Scale Edge (HE) scale feature set (no restrict hardware queues or egress policers) Full High-Scale Edge feature set. Hardware performance up to 12T intelligent fan-in/fan-out. | 2240000 | 35% | 1456000
3HE13519AA | 7750 SR-1s + AC/HVDC Power Shelf Bundle, 4.8T 36-port QSFP-DD (supported QSFP+/QSFP28/QSFP-DD), Aggregation mode to 12T, Core Router feature set; Includes the following; (1) 3HE13809AA - SYS-SR-1s 4.8T 36pt QSFP-DD CR to 12T AC/HVDC (5) 3HE12376AA - FAN - 7750 SR-1s Fan Module (2) 3HE11183AA - PSU - AC/HVDC 6kw Power Supply 7750 SR-1s system, 4x FP4 complex, performance to 4.8T FD, Aggregation mode up to 12T, 36-connectors Universal QSFP-DD. Core Router (CR) scale feature set (1024 per complex = h/w queues, 1024 per complex = egress policers) Software scale upgradeable to ER or HE feature set. Hardware performance up to 12T intelligent fan-in/fan-out | 1600000 | 35% | 1040000
3HE13519BA | 7750 SR-1s + AC/HVDC Power Shelf Bundle, 4.8T 36-port QSFP-DD (supported QSFP+/QSFP28/QSFP-DD), Aggregation mode to 12T, Edge Router feature set: Includes the following; (1) 3HE13809BA - SYS - SR-1s 4.8T 36pt QSFP-DD ER to 12T AC/HVDC (5) 3HE12376AA - FAN - 7750 SR-1s Fan Module (2) 3HE11183AA - PSU - AC/HVDC 6kw Power Supply 7750 SR-1s system, 4x FP4 complex, performance to 4.8T FD, Aggregation mode up to 12T, 36-connectors Universal QSFP-DD. Edge Rourter (ER) scale feature set (16 384 per complex = h/w queues, 16 384 per complex = egress policers) Software scale upgradeable to HE feature set. Hardware performance up to 12T intelligent fan-in/fan-out. | 1920000 | 35% | 1248000
3HE13519CA | 7750 SR-1s + AC/HVDC Power Shelf Bundle, 4.8T 36-port QSFP-DD (supported QSFP+/QSFP28/QSFP-DD), Aggregation mode to 12T, High Scale Edge feature set; Includes the following; (1) 3HE13809CA - SYS - SR-1s 4.8T 36pt QSFP-DD HE to 12T AC/HVDC (5) 3HE12376AA - FAN - 7750 SR-1s Fan Module (2) 3HE11183AA - PSU - AC/HVDC 6kw Power Supply 7750 SR-1s system, 2x FP4 complex, performance to 4.8T FD, Aggregation mode up 12T, to 36-connectors Universal QSFP-DD. High-Scale Edge (HE) scale feature set (no restrict hardware queues or egress policers) Full High-Scale Edge feature set. Hardware performance up to 12T intelligent fan-in/fan-out. | 2240000 | 35% | 1456000
3HE13522AA | IOM-e RTU License Upgrade from L2HQ to L3HQ for IOM-e IMM . RTU license upgrade is tied to the specific IOM-e line card for which it is purchased. Customers are required to provide the serial number of the IOM-e line card for which the RTU license is being purchased. | 172500 | 35% | 112125
3HE13523AA | IOM-e RTU License Upgrade from L3BQ to L3HQ for IOM-e. RTU license upgrade is tied to the specific IOM-e line card for which it is purchased. Customers are required to provide the serial number of the IOM-e line card for which the RTU license is being purchased. | 297500 | 35% | 193375
3HE13524AA | IOM4-e-HS RTU License Upgrade from L3BQ to L3HQ for IOM4-e-HS. RTU license upgrade is tied to the specific IOM4-e-HS line card for which it is purchased. Customers are required to provide the serial number of the IOM4-e-HS line card for which the RTU license is being purchased. | 172000 | 35% | 111800
3HE13528AA | Nuage Virtualized Network Services (VNS) Right-To-Use license for hosting one Virtual Network Functions (VNF) on Network Service Gateway (NSG) | 75 | 35% | 48.75
3HE13529AA | Nuage Virtualized Services Directory (VSD) network-wide license for lifecycle management for 500 Virtual Network Functions (VNF) | 9995 | 35% | 6496.75
3HE13533AA | Nuage 7850 Network Services Gateway – Ethernet 202 (NSG-E202). AC powered with 2 dual-PHY ports supporting 10/100/1000BASE-X and 10/100/1000BASE-T Gigabit Ethernet, 4 LAN 10/100/1000BASE-T Gigabit Ethernet ports, integrated WiFi access point, USB, and RJ-45 console. Included in bundle is qty=1 3HE11925AA AC power supply. One C13 power cord must be purchased separately. Only to be sold in conjunction with Nuage Virtualized Network Services (VNS) software. | 1645 | 35% | 1069.25
3HE13535AA | 7250 IXR-10 LVDC Complete chassis bundle with all common hardware including: (1) 3HE11770AA - CHAS - 7250 IXR-10 Chassis (4) 3HE11752AA - PSU - 7250 IXR LVDC (6) 3HE11768AA - SFM - 7250 IXR-10 SFM (2) 3HE11761AA - CPM - 7250 IXR CPM (3) 3HE11769AA - FAN - 7250 IXR-10 Fan Tray Note: Impedance panels (IMM, PSU) need to be ordered separately for every empty slot. | 226700 | 35% | 147355
3HE13536AA | 7250 IXR-6 LVDC complete chassis bundle with all common hardware including: (1) 3HE11760AA - CHAS - 7250 IXR-6 Chassis (2) 3HE11752AA - PSU - 7250 IXR LVDC (6) 3HE11755AA - SFM - 7250 IXR-6 SFM (2) 3HE11761AA - CPM - 7250 IXR CPM (3) 3HE11759AA - FAN - 7250 IXR-6 Fan Tray Note: Impedance panels (IMM, PSU) need to be ordered separately for every empty slot. | 149850 | 35% | 97402.5
3HE13537AA | 7250 IXR-10 AC/HVDC Complete chassis bundle with all common hardware including: (1) 3HE11770AA - CHAS - 7250 IXR-10 Chassis (4) 3HE11751AA - PSU - 7250 IXR AC/HVDC (6) 3HE11768AA - SFM - 7250 IXR-10 SFM (2) 3HE11761AA - CPM - 7250 IXR CPM (3) 3HE11769AA - FAN - 7250 IXR-10 Fan Tray Note: Impedance panels (IMM, PSU) need to be ordered separately for every empty slot. | 227900 | 35% | 148135
3HE13538AA | 7250 IXR-6 AC/HVDC complete chassis bundle with all common hardware including: (1) 3HE11760AA - CHAS - 7250 IXR-6 Chassis (2) 3HE11751AA - PSU - 7250 IXR AC/HVDC (6) 3HE11755AA - SFM - 7250 IXR-6 SFM (2) 3HE11761AA - CPM - 7250 IXR CPM (3) 3HE11759AA - FAN - 7250 IXR-6 Fan Tray Note: Impedance panels (IMM, PSU) need to be ordered separately for every empty slot. | 150450 | 35% | 97792.5
3HE13539AA | 7250 IXR-10 LVDC Complete chassis bundle with all common hardware including: (1) 3HE11770AA - CHAS - 7250 IXR-10 Chassis (4) 3HE11752AA - PSU - 7250 IXR LVDC (6) 3HE11768AA - SFM - 7250 IXR-10 SFM (2) 3HE11762AA - CPM - 7250 IXR CPM 128 GB SSD (3) 3HE11769AA - FAN - 7250 IXR-10 Fan Tray Note: Impedance panels (IMM, PSU) need to be ordered separately for every empty slot. | 238700 | 35% | 155155
3HE13540AA | 7250 IXR-6 LVDC complet chassis bundle with all common hardware including: (1) 3HE11760AA - CHAS - 7250 IXR-6 Chassis (2) 3HE11752AA - PSU - 7250 IXR LVDC (6) 3HE11755AA - SFM - 7250 IXR-6 SFM (2) 3HE11762AA - CPM - 7250 IXR CPM 128 GB SSD (3) 3HE11759AA - FAN - 7250 IXR-6 Fan Tray Note: Impedance panels (IMM, PSU) need to be ordered separately for every empty slot. | 161850 | 35% | 105202.5
3HE13541AA | 7250 IXR-10 AC/HVDC Complete chassis bundle with all common hardware including: (1) 3HE11770AA - CHAS - 7250 IXR-10 Chassis (4) 3HE11751AA - PSU - 7250 IXR AC/HVDC (6) 3HE11768AA - SFM - 7250 IXR-10 SFM (2) 3HE11762AA - CPM - 7250 IXR CPM 128 GB SSD (3) 3HE11769AA - FAN - 7250 IXR-10 Fan Tray Note: Impedance panels (IMM, PSU) need to be ordered separately for every empty slot. | 239900 | 35% | 155935
3HE13542AA | 7250 IXR-6 AC/HVDC complete chassis bundle with all common hardware including: (1) 3HE11760AA - CHAS - 7250 IXR-6 Chassis (2) 3HE11751AA - PSU - 7250 IXR AC/HVDC (6) 3HE11755AA - SFM - 7250 IXR-6 SFM (2) 3HE11762AA - CPM - 7250 IXR CPM 128 GB SSD (3) 3HE11759AA - FAN - 7250 IXR-6 Fan Tray Note: Impedance panels (IMM, PSU) need to be ordered separately for every empty slot. | 162450 | 35% | 105592.5
3HE13543AA | Rack mount kit for a single Nuage 7850 Network Services Gateway – Ethernet 200/300 (NSG-E200/E300). Designed for 19” racks and is 1U high. Rack screws are not included and M5 is the maximum usable screw size. | 125 | 35% | 81.25
3HE13555AA | SYS - 7210 SAS-K 3SFP+ 8C ETR AC, Includes two (2) fixed power supplies. Does not include software | 9000 | 35% | 5850
3HE13556AA | SYS - 7210 SAS-K 3SFP+ 8C ETR 20-72V DC, includes two (2) fixed power supplies. Does not include software | 10000 | 35% | 6500
3HE13569AA | Vehicle Mount LTE MIMO/WiFi/GNSS antenna. Upto 5 dBi gain for LTE 698-960/1695-2170/2300-2700/2900-3600 MHz. Upto 5 dBi gain for WiFi 2400-2500/4900-5925 MHz. 2 x N-Type male connectors for LTE MIMO, 1 x N-Type male connector for WiFi and 1 x N-Type male connector for GNSS. Direct mount to vehicle. | 335 | 35% | 217.75
3HE13569AB | Vehicle Mount LTE MIMO/WiFi/GNSS antenna. Upto 5 dBi gain for LTE 698-960/1695-2170/2300-2700/2900-3600 MHz. Upto 5 dBi gain for WiFi 2400-2500/4900-5925 MHz. 2 x SMA male connectors for LTE MIMO, 1 x RP-SMA male connector for WiFi and 1 x SMA male connector for GNSS. Direct mount to vehicle. | 335 | 35% | 217.75
3HE13570AA | System Bundle - 7750 SR-1 DC Core Router feature set, includes; (1) 3HE12298AA - SYS - 7750 SR-1 DC 1.5T CR Included with the SR-1 chassis: (1) 3HE12302AA - ACC - 7750 SR-1 DC Accessory Kit (1) 3HE10312AA - ACC - Impedance PNL MDA-e MDA-e-XP (4) 3HE12300AA - FAN - 7750 SR-1 Fan Tray CR licenses on this part number restricts the hardware queues to 1024 per complex and the number of egress policers to 1024 per complex | 270000 | 35% | 175500
3HE13570BA | System Bundle - 7750 SR-1 DC Edge Router feature set, includes; (1) 3HE12298BA - SYS - 7750 SR-1 DC 1.5T ER Included with the SR-1 chassis: (1) 3HE12302AA - ACC - 7750 SR-1 DC Accessory Kit (1) 3HE10312AA - ACC - Impedance PNL MDA-e MDA-e-XP (4) 3HE12300AA - FAN - 7750 SR-1 Fan Tray ER licenses on this part number restricts the hardware queues to 16 384 per complex and the number of egress policers to 16 384 per complex | 350000 | 35% | 227500
3HE13570CA | System Bundle - 7750 SR-1 DC High Scale Router feature set, Density Level 1 includes; (1) 3HE12298CA - SYS - 7750 SR-1 DC 1.5T HE Included with the SR-1 chassis: (1) 3HE12302AA - ACC - 7750 SR-1 DC Accessory Kit (1) 3HE10312AA - ACC - Impedance PNL MDA-e MDA-e-XP (4) 3HE12300AA - FAN - 7750 SR-1 Fan Tray HE licenses on this part number does not restrict hardware queues or egress policers | 430000 | 35% | 279500
3HE13571AA | System Bundle - 7750 SR-1 non-redundant AC power, Core Router feature set, includes; (1) 3HE12299AA - SYS - 7750 SR-1 AC 1.5T CR Included with the SR-1 chassis: (1) 3HE12303AA - ACC - 7750 SR-1 AC Accessory Kit (1) 3HE10312AA - ACC - Impedance PNL MDA-e MDA-e-XP (1) 3HE12301AA - PSU – 7750 SR-1 AC Power Supply (4) 3HE12300AA - FAN - 7750 SR-1 Fan Tray CR licenses on this part number restricts the hardware queues to 1024 per complex and the number of egress policers to 1024 per complex | 270000 | 35% | 175500
3HE13571BA | System Bundle - 7750 SR-1 non-redundant AC power, Edge Router feature set, includes; (1) 3HE12299BA - SYS - 7750 SR-1 AC 1.5T ER Included with the SR-1 chassis: (1) 3HE12303AA - ACC - 7750 SR-1 AC Accessory Kit (1) 3HE10312AA - ACC - Impedance PNL MDA-e MDA-e-XP (1) 3HE12301AA - PSU – 7750 SR-1 AC Power Supply (4) 3HE12300AA - FAN - 7750 SR-1 Fan Tray ER licenses on this part number restricts the hardware queues to 16 384 per complex and the number of egress policers to 16 384 per complex | 350000 | 35% | 227500
3HE13571CA | System Bundle - 7750 SR-1 non-redundant AC power, High Scale Router feature set, includes; (1) 3HE12299CA - SYS - 7750 SR-1 AC 1.5T HE Included with the SR-1 chassis: (1) 3HE12303AA - ACC - 7750 SR-1 AC Accessory Kit (1) 3HE10312AA - ACC - Impedance PNL MDA-e MDA-e-XP (1) 3HE12301AA - PSU – 7750 SR-1 AC Power Supply (4) 3HE12300AA - FAN - 7750 SR-1 Fan Tray HE licenses on this part number does not restrict hardware queues or egress policers | 430000 | 35% | 279500
3HE13584AA | 7250 IXR-R6 chassis bundle, includes: (1) 3HE11278AA - 7250 IXR-R6 Chassis (1) 3HE11279AA - 7250 IXR-R6 Fan Tray (1) 3HE11286AA - 7250 IXR-R6 Fan Filters (5-pack) (1) 3HE11283AA - 7250 IXR-R6 CPIOM (1) 3HE11287AA - 7250 IXR-R6 CPIOM Impedance Panel (5) 3HE11288AA - 7250 IXR-R6 MDA Impedance Panel | 36450 | 35% | 23692.5
3HE13589AA | 24F SMF MPO-MPO Patch Cable, 3M | 2360 | 35% | 1534
3HE13590AA | 24F MMF MPO-24 to MPO-24 jumper, 3M | 1200 | 35% | 780
3HE13591AA | 12F SMF MPO-12 to MPO-12 jumper, 3M | 780 | 35% | 507
3HE13592AA | 12F MMF MPO-12 to MPO-12 jumper, 3M | 720 | 35% | 468
3HE13713AA | 7210 SAS-S Non-PoE RPS interconnect | 1068 | 35% | 694.2
3HE13714AA | 7210 SAS-S PoE RPS interconnect | 1212 | 35% | 787.8
3HE13725AA | Upgrade license from SR-1 Core Router - to SR-1 Edge Router - system | 100000 | 35% | 65000
3HE13726AA | Upgrade license from SR-1 Edge Router - to SR-1 High Scale Router - system | 100000 | 35% | 65000
3HE13727AA | 7750 SR IOM5-e, 1x FP4 complex, performance restricted to 400G FD, accepts two (2) MDA-e-XP. Core Router (CR) scale feature set (1024 per complex = h/w queues, 1024 per complex = egress policers) This card is based off “3HE12332xA - IOM - 7750 SR IOM5-e” licensed to 400G throughput. Software scale upgradeable to ER or HE feature set. Hardware performance upgradeable from 400G to 800G or 1.5T 7750 SR-7/12-B - licensed to 400G throughput up to 1.5T intelligent fan-in/fan-out. 12pt 100G QSFP28 MDA-e-XP and 3pt CFP2-DCO MDA-e-XP not supported 7750 SR-12e - licensed to 400G throughput up to 2.4T intelligent fan-in/fan-out, no MDA-e-XP restrictions | 320000 | 35% | 208000
3HE13727BA | 7750 SR IOM5-e, 1x FP4 complex, performance restricted to 400G FD, accepts two (2) MDA-e-XP. Edge Router (ER) scale feature set (16 384 per complex = h/w queues, 16 384 per complex = egress policers) This card is based off “3HE12332xA - IOM - 7750 SR IOM5-e” licensed to 400G throughput. Software scale upgradeable to HE feature set. Hardware performance upgradeable from 400G to 800G or 1.5T 7750 SR-7/12-B - licensed to 400G throughput up to 1.5T intelligent fan-in/fan-out. 12pt 100G QSFP28 MDA-e-XP and 3pt CFP2-DCO MDA-e-XP not supported 7750 SR-12e - licensed to 400G throughput up to 2.4T intelligent fan-in/fan-out, no MDA-e-XP restrictions | 373333 | 35% | 242666.45
3HE13727CA | 7750 SR IOM5-e, 1x FP4 complex, performance restricted to 400G FD, accepts two (2) MDA-e-XP. High-Scale Edge (ER) no restrictions on h/w queues or egress policers This card is based off “3HE12332xA - IOM - 7750 SR IOM5-e” licensed to 400G throughput. Full High-Scale Edge feature set Hardware performance upgradeable from 400G to 800G or 1.5T 7750 SR-7/12-B - licensed to 400G throughput up to 1.5T intelligent fan-in/fan-out. 12pt 100G QSFP28 MDA-e-XP and 3pt CFP2-DCO MDA-e-XP not supported 7750 SR-12e - licensed to 400G throughput up to 2.4T intelligent fan-in/fan-out, no MDA-e-XP restrictions | 426667 | 35% | 277333.55
3HE13728AA | 7750 SR12e LVDC Chassis + Non-Redundant SFM6-12e, bundle includes the following; (1) 3HE07165AA - CH-BN - 7750 SR12e Integrated Chassis (1) 3HE12330AA - SFM - 7750 SR SFM6-12e (1) 3HE08423AA - CPM - 7750 SR CPM5 (2) 3HE12331AA - SFM - 7750 SR mini-SFM6-12e (3) 3HE09422AA - APEQ-DC-2200-2800 Power Equalizer Module (1) 3HE10475AA - ACC 7750 SR-12e 80A Breakers x16 | 375000 | 35% | 243750
3HE13729AA | 7750 SR12e AC Chassis + Non-Redundant SFM6-12e, bundle includes the following: (1) 3HE07165AA - CH-BN - 7750 SR12e Integrated Chassis (1) 3HE12330AA - SFM - 7750 SR SFM6-12e (1) 3HE08423AA - CPM - 7750 SR CPM5 (2) 3HE12331AA - SFM - 7750 SR mini-SFM6-12e (3) 3HE09423AA - APEQ-AC-3000 Power Equalizer Module (1) 3HE10114AA - ACC 7750 SR-12e AC bezel | 375000 | 35% | 243750
3HE13734AA | Upgrade from IOM5-e 400G CR (Core Router) to IOM5-e 400G ER (Edge Router) Installation requires the use of Centralized License Manager (CLM) - 3HE14159AA CLM is a license management tool for selected ION products. It enables license pool management, license pool capacity reservation & network function entitlement management (for SROS). | 66666.6667 | 35% | 43333.3333
3HE13735AA | Upgrade from IOM5-e 400G ER (Edge Router) to IOM5-e 400G HE (High-Scale Edge) Installation requires the use of Centralized License Manager (CLM) - 3HE14159AA CLM is a license management tool for selected ION products. It enables license pool management, license pool capacity reservation & network function entitlement management (for SROS). | 66666.6667 | 35% | 43333.3333
3HE13736AA | Upgrade from IOM5-e 1.5T CR (Core Router) to IOM5-e 1.5T ER (Edge Router) Installation requires the use of Centralized License Manager (CLM) - 3HE14159AA CLM is a license management tool for selected ION products. It enables license pool management, license pool capacity reservation & network function entitlement management (for SROS). | 100000 | 35% | 65000
3HE13737AA | Upgrade from IOM5-e 1.5T ER (Edge Router) to IOM5-e 1.5T HE (High-Scale Edge) Installation requires the use of Centralized License Manager (CLM) - 3HE14159AA CLM is a license management tool for selected ION products. It enables license pool management, license pool capacity reservation & network function entitlement management (for SROS). | 100000 | 35% | 65000
3HE13738AA | 7750 SR 12-B Slot Chassis with 7750 SR-12-B 175 Amp DC PEM-3 and 7750 SR-12 Enhanced Fan Tray + 7750 SR SFM6-7/12 + CPM5 Bundle. Bundle Includes: (1) 3HE12335AA - SFM - 7750 SR SFM6-7/12 (1) 3HE08423AA - CPM - 7750 SR CPM5 (1) 3HE10854AA - CH-BN - 7750 SR-12-B w/PEM3 + EFT | 175000 | 35% | 113750
3HE13739AA | 7750 SR 7-B Slot Chassis with 7750 SR-7-B 100 Amp DC PEM-3 and 7750 SR-7 Enhanced Fan Tray + 7750 SR SFM6-7/12 + CPM5 Bundle. Bundle Includes: (1) 3HE10852AA - CH-BN - 7750 SR-7-B DC w/PEM3 + EFT (1) 3HE12335AA - SFM - 7750 SR SFM6-7/12 (1) 3HE08423AA - CPM - 7750 SR CPM5 | 120000 | 35% | 78000
3HE13740AA | 7750 SR-s XMA (Expandable Media Adapter), 2x FP4 complex, performance restricted to 1.6T FD, port restricted to 16-connectors Universal QSFP28. Core Router (CR) scale feature set (1024 per complex = h/w queues, 1024 per complex = egress policers) This card is based off “3HE11307xA - XMA - SR-s 2.4T 36pt QSFP28 to 3.6T” licensed to 1.6T throughput and 16-connectors hard license enabled. Software scale upgradeable to ER or HE feature set. Hardware performance upgradeable from 1.6T to 2.4T or 3.6T intelligent fan-in/fan-out. | 533333.3333 | 35% | 346666.6667
3HE13740BA | 7750 SR-s XMA (Expandable Media Adapter), 2x FP4 complex, performance restricted to 1.6T FD, port restricted to 16-connectors Universal QSFP28. Edge Rourter (ER) scale feature set (16 384 per complex = h/w queues, 16 384 per complex = egress policers) This card is based off “3HE11307xA - XMA - SR-s 2.4T 36pt QSFP28 to 3.6T” licensed to 1.6T throughput and 16-connectors hard license enabled. Software scale upgradeable to ER or HE feature set. Hardware performance upgradeable from 1.6T to 2.4T or 3.6T intelligent fan-in/fan-out. | 640000 | 35% | 416000
3HE13740CA | 7750 SR-s XMA (Expandable Media Adapter), 2x FP4 complex, performance restricted to 1.6T FD, port restricted to 16-connectors Universal QSFP28. High-Scale Edge (HE) scale feature set (no restrict hardware queues or egress policers) This card is based off “3HE11307xA - XMA - SR-s 2.4T 36pt QSFP28 to 3.6T” licensed to 1.6T throughput and 16-connectors hard license enabled. Full High-Scale Edge feature set Hardware performance upgradeable from 1.6T to 2.4T or 3.6T intelligent fan-in/fan-out. | 746666.6667 | 35% | 485333.3333
3HE13741AA | Upgrade license from 1.6Tbps 16 port QSFP28 XMA-ER to 2.4Tbps 24port QSFP28 XMA-ER Installation requires the use of Centralized License Manager (CLM) - 3HE14159AA CLM is a license management tool for selected ION products. It enables license pool management, license pool capacity reservation & network function entitlement management (for SROS). | 400000 | 35% | 260000
3HE13742AA | Upgrade license from 1.6Tbps 16 port QSFP28 XMA-HE to 2.4Tbps 24port QSFP28 XMA-HE Installation requires the use of Centralized License Manager (CLM) - 3HE14159AA CLM is a license management tool for selected ION products. It enables license pool management, license pool capacity reservation & network function entitlement management (for SROS). | 466666.6667 | 35% | 303333.3333
3HE13743AA | Upgrade license to enable aggregation mode up to 3.6T / 36 ports on 2.4Tbps 24 port QSFP28 XMA (applies to CR, ER, HE variants) Installation requires the use of Centralized License Manager (CLM) - 3HE14159AA CLM is a license management tool for selected ION products. It enables license pool management, license pool capacity reservation & network function entitlement management (for SROS). | 100000 | 35% | 65000
3HE13744AA | Upgrade license from 1.6Tbps 16 port QSFP28 XMA-CR to 1.6Tbps 16 port QSFP28 XMA-ER Installation requires the use of Centralized License Manager (CLM) - 3HE14159AA CLM is a license management tool for selected ION products. It enables license pool management, license pool capacity reservation & network function entitlement management (for SROS). | 133333.3333 | 35% | 86666.6667
3HE13745AA | Upgrade license from 1.6Tbps 16 port QSFP28 XMA-ER to 1.6Tbps 16 port QSFP28 XMA-HE Installation requires the use of Centralized License Manager (CLM) - 3HE14159AA CLM is a license management tool for selected ION products. It enables license pool management, license pool capacity reservation & network function entitlement management (for SROS). | 133333.3333 | 35% | 86666.6667
3HE13746AA | Upgrade license from 2.4Tbps 24 port QSFP28 XMA-CR to 2.4Tbps 24 port QSFP28 XMA-ER (also applies to aggregation mode 2.4T XMA variant) Installation requires the use of Centralized License Manager (CLM) - 3HE14159AA CLM is a license management tool for selected ION products. It enables license pool management, license pool capacity reservation & network function entitlement management (for SROS). | 200000 | 35% | 130000
3HE13747AA | Upgrade license from 2.4Tbps 24 port QSFP28 XMA-ER to 2.4Tbps 24 port QSFP28 XMA-HE (also applies to aggregation mode 2.4T XMA variant) Installation requires the use of Centralized License Manager (CLM) - 3HE14159AA CLM is a license management tool for selected ION products. It enables license pool management, license pool capacity reservation & network function entitlement management (for SROS). | 200000 | 35% | 130000
3HE13748AA | Upgrade license to enable QSFP28-DD (200G) support on 3.6Tbps 36 port QSFP28 XMA (applies to CR, ER, HE variants) Installation requires the use of Centralized License Manager (CLM) - 3HE14159AA CLM is a license management tool for selected ION products. It enables license pool management, license pool capacity reservation & network function entitlement management (for SROS). | 150000 | 35% | 97500
3HE13749AA | Upgrade license from 3.6Tbps 36 port QSFP-DD XMA-CR to 4.8Tbps 36 port QSFP-DD XMA-CR Installation requires the use of Centralized License Manager (CLM) - 3HE14159AA CLM is a license management tool for selected ION products. It enables license pool management, license pool capacity reservation & network function entitlement management (for SROS). | 450000 | 35% | 292500
3HE13750AA | Upgrade license from 3.6Tbps 36 port QSFP-DD XMA-ER to 4.8Tbps 36 port QSFP-DD XMA-ER Installation requires the use of Centralized License Manager (CLM) - 3HE14159AA CLM is a license management tool for selected ION products. It enables license pool management, license pool capacity reservation & network function entitlement management (for SROS). | 550000 | 35% | 357500
3HE13751AA | Upgrade license from 3.6Tbps 36 port QSFP-DD XMA-HE to 4.8Tbps 36 port QSFP-DD XMA-HE Installation requires the use of Centralized License Manager (CLM) - 3HE14159AA CLM is a license management tool for selected ION products. It enables license pool management, license pool capacity reservation & network function entitlement management (for SROS). | 650000 | 35% | 422500
3HE13752AA | Upgrade license to enable aggregation mode up to 12T on 4.8Tbps 36 port QSFP-DD XMA (applies to CR, ER, HE variants) Installation requires the use of Centralized License Manager (CLM) - 3HE14159AA CLM is a license management tool for selected ION products. It enables license pool management, license pool capacity reservation & network function entitlement management (for SROS). | 200000 | 35% | 130000
3HE13753AA | Upgrade license from 3.6Tbps 36 port QSFP-28 XMA-CR to 3.6Tbps 36 port QSFP-28 XMA-ER (also applies to 3.6T QSFP-DD XMA variant) Installation requires the use of Centralized License Manager (CLM) - 3HE14159AA CLM is a license management tool for selected ION products. It enables license pool management, license pool capacity reservation & network function entitlement management (for SROS). | 300000 | 35% | 195000
3HE13754AA | Upgrade license from 3.6Tbps 36 port QSFP-28 XMA-ER to 3.6Tbps 36 port QSFP-28 XMA-HE (also applies to 3.6T QSFP-DD XMA variant) Installation requires the use of Centralized License Manager (CLM) - 3HE14159AA CLM is a license management tool for selected ION products. It enables license pool management, license pool capacity reservation & network function entitlement management (for SROS). | 300000 | 35% | 195000
3HE13755AA | Upgrade license from 4.8Tbps 36 port QSFP-DD XMA-CR to 4.8Tbps 36 port QSFP-DD XMA-ER (also applies to aggregation mode 4.8T XMA variant) Installation requires the use of Centralized License Manager (CLM) - 3HE14159AA CLM is a license management tool for selected ION products. It enables license pool management, license pool capacity reservation & network function entitlement management (for SROS). | 400000 | 35% | 260000
3HE13756AA | Upgrade license from 4.8Tbps 36 port QSFP-DD XMA-ER to 4.8Tbps 36 port QSFP-DD XMA-HE (also applies to aggregation mode 4.8T XMA variant) Installation requires the use of Centralized License Manager (CLM) - 3HE14159AA CLM is a license management tool for selected ION products. It enables license pool management, license pool capacity reservation & network function entitlement management (for SROS). | 400000 | 35% | 260000
3HE13757AA | Upgrade license from SR-1s CR 1.6Tbps 16 port QSFP28 to SR-1s CR 2.4Tbps 24port QSFP28 Installation requires the use of Centralized License Manager (CLM) - 3HE14159AA CLM is a license management tool for selected ION products. It enables license pool management, license pool capacity reservation & network function entitlement management (for SROS). | 333333.3333 | 35% | 216666.6667
3HE13758AA | Upgrade license from SR-1s ER 1.6Tbps 16 port QSFP28 to SR-1s ER 2.4Tbps 24port QSFP28 Installation requires the use of Centralized License Manager (CLM) - 3HE14159AA CLM is a license management tool for selected ION products. It enables license pool management, license pool capacity reservation & network function entitlement management (for SROS). | 400000 | 35% | 260000
3HE13759AA | Upgrade license from SR-1s HE 1.6Tbps 16 port QSFP28 to SR-1s HE 2.4Tbps 24port QSFP28 Installation requires the use of Centralized License Manager (CLM) - 3HE14159AA CLM is a license management tool for selected ION products. It enables license pool management, license pool capacity reservation & network function entitlement management (for SROS). | 466666.6667 | 35% | 303333.3333
3HE13760AA | Upgrade license to enable aggregation mode up to 3.6T / 36 ports on 2.4Tbps 24 port QSFP-28 (applies to CR, ER, HE variants) Installation requires the use of Centralized License Manager (CLM) - 3HE14159AA CLM is a license management tool for selected ION products. It enables license pool management, license pool capacity reservation & network function entitlement management (for SROS). | 100000 | 35% | 65000
3HE13761AA | Upgrade license from SR-1s CR 1.6Tbps 16 port QSFP28 to SR-1s ER 1.6Tbps 16 port QSFP28 Installation requires the use of Centralized License Manager (CLM) - 3HE14159AA CLM is a license management tool for selected ION products. It enables license pool management, license pool capacity reservation & network function entitlement management (for SROS). | 133333.3333 | 35% | 86666.6667
3HE13762AA | Upgrade license from SR-1s ER 1.6Tbps 16 port QSFP28 to SR-1s HE 2.4Tbps 24 port QSFP28 Installation requires the use of Centralized License Manager (CLM) - 3HE14159AA CLM is a license management tool for selected ION products. It enables license pool management, license pool capacity reservation & network function entitlement management (for SROS). | 133333.3333 | 35% | 86666.6667
3HE13763AA | Upgrade license from SR-1s CR 2.4Tbps 24 port QSFP28 to SR-1s ER 2.4Tbps 24 port QSFP28 (also applies to aggregation mode 2.4T SR-1s variant) Installation requires the use of Centralized License Manager (CLM) - 3HE14159AA CLM is a license management tool for selected ION products. It enables license pool management, license pool capacity reservation & network function entitlement management (for SROS). | 200000 | 35% | 130000
3HE13764AA | Upgrade license from SR-1s ER 2.4Tbps 24 port QSFP28 to SR-1s HE 2.4Tbps 24 port QSFP28 (also applies to aggregation mode 2.4T SR-1s variant) Installation requires the use of Centralized License Manager (CLM) - 3HE14159AA CLM is a license management tool for selected ION products. It enables license pool management, license pool capacity reservation & network function entitlement management (for SROS). | 200000 | 35% | 130000
3HE13765AA | Upgrade license from 3.6Tbps 36 port QSFP-28 SR-1s CR to 3.6Tbps 36 port QSFP-28 SR-1s ER (also applies to 3.6T QSFP-DD SR-1s variant) Installation requires the use of Centralized License Manager (CLM) - 3HE14159AA CLM is a license management tool for selected ION products. It enables license pool management, license pool capacity reservation & network function entitlement management (for SROS). | 200000 | 35% | 130000
3HE13766AA | Upgrade license from 3.6Tbps 36 port QSFP-28 SR-1s ER to 3.6Tbps 36 port QSFP-28 SR-1s HE (also applies to 3.6T QSFP-DD SR-1s variant) Installation requires the use of Centralized License Manager (CLM) - 3HE14159AA CLM is a license management tool for selected ION products. It enables license pool management, license pool capacity reservation & network function entitlement management (for SROS). | 200000 | 35% | 130000
3HE13767AA | Upgrade license to enable QSFP-DD support on 3.6Tbps 36 port QSFP-28 SR-1s (applies to CR, ER, HE variants) Installation requires the use of Centralized License Manager (CLM) - 3HE14159AA CLM is a license management tool for selected ION products. It enables license pool management, license pool capacity reservation & network function entitlement management (for SROS). | 150000 | 35% | 97500
3HE13768AA | Upgrade license from 3.6Tbps 36 port QSFP-DD SR-1s CR to 4.8Tbps 36 port QSFP-DD SR-1s CR Installation requires the use of Centralized License Manager (CLM) - 3HE14159AA CLM is a license management tool for selected ION products. It enables license pool management, license pool capacity reservation & network function entitlement management (for SROS). | 450000 | 35% | 292500
3HE13769AA | Upgrade license from 3.6Tbps 36 port QSFP-DD SR-1s ER to 4.8Tbps 36 port QSFP-DD SR-1s ER Installation requires the use of Centralized License Manager (CLM) - 3HE14159AA CLM is a license management tool for selected ION products. It enables license pool management, license pool capacity reservation & network function entitlement management (for SROS). | 550000 | 35% | 357500
3HE13770AA | Upgrade license from 3.6Tbps 36 port QSFP-DD SR-1s HE to 4.8Tbps 36 port QSFP-DD SR-1s HE Installation requires the use of Centralized License Manager (CLM) - 3HE14159AA CLM is a license management tool for selected ION products. It enables license pool management, license pool capacity reservation & network function entitlement management (for SROS). | 650000 | 35% | 422500
3HE13771AA | Upgrade license from SR-1s CR 4.8Tbps 36 port QSFP-DD to SR-1s ER 4.8Tbps 36 port QSFP-DD (also applies to aggregation mode 4.8T SR-1s variant) Installation requires the use of Centralized License Manager (CLM) - 3HE14159AA CLM is a license management tool for selected ION products. It enables license pool management, license pool capacity reservation & network function entitlement management (for SROS). | 400000 | 35% | 260000
3HE13772AA | Upgrade license from SR-1s ER 4.8Tbps 36 port QSFP-DD to SR-1s HE 4.8Tbps 36 port QSFP-DD (also applies to aggregation mode 4.8T SR-1s variant) Installation requires the use of Centralized License Manager (CLM) - 3HE14159AA CLM is a license management tool for selected ION products. It enables license pool management, license pool capacity reservation & network function entitlement management (for SROS). | 400000 | 35% | 260000
3HE13773AA | Upgrade license to enable aggregation mode up to 12T on SR-1s 4.8Tbps 36 port QSFP-DD (applies to CR, ER, HE variants) Installation requires the use of Centralized License Manager (CLM) - 3HE14159AA CLM is a license management tool for selected ION products. It enables license pool management, license pool capacity reservation & network function entitlement management (for SROS). | 200000 | 35% | 130000
3HE13774AA | 7750 SR-1s system, 2x FP4 complex, performance restricted to 1.6T FD, port restricted to 16-connectors Universal QSFP28. Core Router (CR) scale feature set (1024 per complex = h/w queues, 1024 per complex = egress policers) This 7750 SR-1s is based off “3HE13800xA - SYS-SR-1s 2.4T 36pt QSFP28 to 3.6T DC” licensed to 1.6T throughput and 16-connectors hard license enabled. Software scale upgradeable to ER or HE feature set. Hardware performance upgradeable from 1.6T to 2.4T or 3.6T intelligent fan-in/fan-out. | 518333.3333 | 35% | 336916.6667
3HE13774BA | 7750 SR-1s system, 2x FP4 complex, performance restricted to 1.6T FD, port restricted to 16-connectors Universal QSFP28. Edge Rourter (ER) scale feature set (16 384 per complex = h/w queues, 16 384 per complex = egress policers) This card is based off “3HE13800xA - SYS-SR-1s 2.4T 36pt QSFP28 to 3.6T DC” licensed to 1.6T throughput and 16-connectors hard license enabled. Software scale upgradeable to HE feature set. Hardware performance upgradeable from 1.6T to 2.4T or 3.6T intelligent fan-in/fan-out. | 625000 | 35% | 406250
3HE13774CA | 7750 SR-1s system, 2x FP4 complex, performance restricted to 1.6T FD, port restricted to 16-connectors Universal QSFP28. High-Scale Edge (HE) scale feature set (no restrict hardware queues or egress policers) This 7750 SR-1s is based off “3HE13800xA - SYS-SR-1s 2.4T 36pt QSFP28 to 3.6T DC” licensed to 1.6T throughput and 16-connectors hard license enabled. Full High-Scale Edge feature set. Hardware performance upgradeable from 1.6T to 2.4T or 3.6T intelligent fan-in/fan-out. | 731666.6667 | 35% | 475583.3333
3HE13798AA | 7750 SR-1s system, 2x FP4 complex, performance restricted to 1.6T FD, port restricted to 16-connectors Universal QSFP28. Core Router (CR) scale feature set (1024 per complex = h/w queues, 1024 per complex = egress policers) This 7750 SR-1s is based off “3HE13801xA - SYS-SR-1s 2.4T 36pt QSFP28 to 3.6T AC/HVDC” licensed to 1.6T throughput and 16-connectors hard license enabled. Software scale upgradeable to ER or HE feature set. Hardware performance upgradeable from 1.6T to 2.4T or 3.6T intelligent fan-in/fan-out. | 518333.3333 | 35% | 336916.6667
3HE13798BA | 7750 SR-1s system, 2x FP4 complex, performance restricted to 1.6T FD, port restricted to 16-connectors Universal QSFP28. Edge Rourter (ER) scale feature set (16 384 per complex = h/w queues, 16 384 per complex = egress policers) This card is based off “3HE13801xA - SYS-SR-1s 2.4T 36pt QSFP28 to 3.6T AC/HVDC” licensed to 1.6T throughput and 16-connectors hard license enabled. Software scale upgradeable to ER or HE feature set. Hardware performance upgradeable from 1.6T to 2.4T or 3.6T intelligent fan-in/fan-out. | 625000 | 35% | 406250
3HE13798CA | 7750 SR-1s system, 2x FP4 complex, performance restricted to 1.6T FD, port restricted to 16-connectors Universal QSFP28. High-Scale Edge (HE) scale feature set (no restrict hardware queues or egress policers) This 7750 SR-1s is based off “3HE13801xA - SYS-SR-1s 2.4T 36pt QSFP28 to 3.6T AC/HVDC” licensed to 1.6T throughput and 16-connectors hard license enabled. Full High-Scale Edge feature set. Hardware performance upgradeable from 1.6T to 2.4T or 3.6T intelligent fan-in/fan-out. | 731666.6667 | 35% | 475583.3333
3HE13799AA | 7750 SR-1s system, 2x FP4 complex, performance restricted to 2.4T FD, port restricted to 24-connectors Universal QSFP28. Core Router (CR) scale feature set (1024 per complex = h/w queues, 1024 per complex = egress policers) This 7750 SR-1s is based off “3HE13801xA - SYS-SR-1s 2.4T 36pt QSFP28 to 3.6T AC/HVDC” licensed to 2.4T throughput and 24-connectors hard license enabled. Software scale upgradeable to ER or HE feature set. Hardware performance upgradeable from 2.4T to 3.6T intelligent fan-in/fan-out. | 785000 | 35% | 510250
3HE13799BA | 7750 SR-1s system, 2x FP4 complex, performance restricted to 2.4T FD, port restricted to 24-connectors Universal QSFP28. Edge Rourter (ER) scale feature set (16 384 per complex = h/w queues, 16 384 per complex = egress policers) This card is based off “3HE13801xA - SYS-SR-1s 2.4T 36pt QSFP28 to 3.6T AC/HVDC” licensed to 2.4T throughput and 24-connectors hard license enabled. Software scale upgradeable to ER or HE feature set. Hardware performance upgradeable from 2.4T to 3.6T intelligent fan-in/fan-out. | 945000 | 35% | 614250
3HE13799CA | 7750 SR-1s system, 2x FP4 complex, performance restricted to 2.4T FD, port restricted to 24-connectors Universal QSFP28. High-Scale Edge (HE) scale feature set (no restrict hardware queues or egress policers) This 7750 SR-1s is based off “3HE13801xA - SYS-SR-1s 2.4T 36pt QSFP28 to 3.6T AC/HVDC” licensed to 2.4T throughput and 24-connectors hard license enabled. Full High-Scale Edge feature set. Hardware performance upgradeable from 2.4T to 3.6T intelligent fan-in/fan-out. | 1105000 | 35% | 718250
3HE13800AA | 7750 SR-1s system, 2x FP4 complex, performance to 2.4T FD, Aggregation mode up to 36-connectors Universal QSFP28. Core Router (CR) scale feature set (1024 per complex = h/w queues, 1024 per complex = egress policers) Software scale upgradeable to ER or HE feature set. Hardware performance up to 3.6T intelligent fan-in/fan-out | 865000 | 35% | 562250
3HE13800BA | 7750 SR-1s system, 2x FP4 complex, performance to 2.4T FD, Aggregation mode up to 36-connectors Universal QSFP28. Edge Rourter (ER) scale feature set (16 384 per complex = h/w queues, 16 384 per complex = egress policers) Software scale upgradeable to HE feature set. Hardware performance up to 3.6T intelligent fan-in/fan-out. | 1025000 | 35% | 666250
3HE13800CA | 7750 SR-1s system, 2x FP4 complex, performance to 2.4T FD, Aggregation mode up to 36-connectors Universal QSFP28. High-Scale Edge (HE) scale feature set (no restrict hardware queues or egress policers) Full High-Scale Edge feature set. Hardware performance up to 3.6T intelligent fan-in/fan-out. | 1185000 | 35% | 770250
3HE13801AA | 7750 SR-1s system, 2x FP4 complex, performance to 2.4T FD, Aggregation mode up to 36-connectors Universal QSFP28. Core Router (CR) scale feature set (1024 per complex = h/w queues, 1024 per complex = egress policers) Software scale upgradeable to ER or HE feature set. Hardware performance up to 3.6T intelligent fan-in/fan-out | 865000 | 35% | 562250
3HE13801BA | 7750 SR-1s system, 2x FP4 complex, performance to 2.4T FD, Aggregation mode up to 36-connectors Universal QSFP28. Edge Rourter (ER) scale feature set (16 384 per complex = h/w queues, 16 384 per complex = egress policers) Software scale upgradeable to HE feature set. Hardware performance up to 3.6T intelligent fan-in/fan-out. | 1025000 | 35% | 666250
3HE13801CA | 7750 SR-1s system, 2x FP4 complex, performance to 2.4T FD, Aggregation mode up to 36-connectors Universal QSFP28. High-Scale Edge (HE) scale feature set (no restrict hardware queues or egress policers) Full High-Scale Edge feature set. Hardware performance up to 3.6T intelligent fan-in/fan-out. | 1185000 | 35% | 770250
3HE13802AA | 7750 SR-1s system, 4x FP4 complex, performance restricted to 3.6T FD, port restricted to 36-connectors Universal QSFP28. Core Router (CR) scale feature set (1024 per complex = h/w queues, 1024 per complex = egress policers) This 7750 SR-1s is based off “3HE13808xA - SYS-SR-1s 4.8T 36pt QSFP-DD to 12T DC” licensed to 3.6T throughput and 36-connectors hard license enabled. Software scale upgradeable to ER or HE feature set. Hardware performance upgradeable from 3.6T to 4.8T or 12T intelligent fan-in/fan-out. | 945000 | 35% | 614250
3HE13802BA | 7750 SR-1s system, 4x FP4 complex, performance restricted to 3.6T FD, port restricted to 36-connectors Universal QSFP28. Edge Rourter (ER) scale feature set (16 384 per complex = h/w queues, 16 384 per complex = egress policers) This card is based off “3HE13808xA - SYS-SR-1s 4.8T 36pt QSFP-DD to 12T DC” licensed to 3.6T throughput and 36-connectors hard license enabled. Software scale upgradeable to HE feature set. Hardware performance upgradeable from 3.6T to 4.8T or 12T intelligent fan-in/fan-out. | 1185000 | 35% | 770250
3HE13802CA | 7750 SR-1s system, 4x FP4 complex, performance restricted to 3.6T FD, port restricted to 36-connectors Universal QSFP28. High-Scale Edge (HE) scale feature set (no restrict hardware queues or egress policers) This 7750 SR-1s is based off “3HE13808xA - SYS-SR-1s 4.8T 36pt QSFP-DD to 12T DC” licensed to 3.6T throughput and 36-connectors hard license enabled. Full High-Scale Edge feature set. Hardware performance upgradeable from 3.6T to 4.8T or 12T intelligent fan-in/fan-out. | 1425000 | 35% | 926250
3HE13803AA | 7750 SR-1s system, 4x FP4 complex, performance restricted to 3.6T FD, port restricted to 36-connectors Universal QSFP28. Core Router (CR) scale feature set (1024 per complex = h/w queues, 1024 per complex = egress policers) This 7750 SR-1s is based off “3HE13809AA - SYS-SR-1s 4.8T 36pt QSFP-DD to 12T AC/HVDC” licensed to 3.6T throughput and 36-connectors hard license enabled. Software scale upgradeable to ER or HE feature set. Hardware performance upgradeable from 3.6T to 4.8T or 12T intelligent fan-in/fan-out. | 945000 | 35% | 614250
3HE13803BA | 7750 SR-1s system, 4x FP4 complex, performance restricted to 3.6T FD, port restricted to 36-connectors Universal QSFP28. Edge Rourter (ER) scale feature set (16 384 per complex = h/w queues, 16 384 per complex = egress policers) This card is based off “3HE13809AA - SYS-SR-1s 4.8T 36pt QSFP-DD CR to 12T AC/HVDC” licensed to 3.6T throughput and 36-connectors hard license enabled. Software scale upgradeable to HE feature set. Hardware performance upgradeable from 3.6T to 4.8T or 12T intelligent fan-in/fan-out. | 1185000 | 35% | 770250
3HE13803CA | 7750 SR-1s system, 4x FP4 complex, performance restricted to 3.6T FD, port restricted to 36-connectors Universal QSFP28. High-Scale Edge (HE) scale feature set (no restrict hardware queues or egress policers) This 7750 SR-1s is based off “3HE13809AA - SYS-SR-1s 4.8T 36pt QSFP-DD CR to 12T AC/HVDC” licensed to 3.6T throughput and 36-connectors hard license enabled. Full High-Scale Edge feature set. Hardware performance upgradeable from 3.6T to 4.8T or 12T intelligent fan-in/fan-out. | 1425000 | 35% | 926250
3HE13804AA | 7750 SR-1s system, 4x FP4 complex, performance restricted to 3.6T FD, port restricted to 36-connectors Universal QSFP28-DD. Core Router (CR) scale feature set (1024 per complex = h/w queues, 1024 per complex = egress policers) This 7750 SR-1s is based off “3HE13808xA - SYS-SR-1s 4.8T 36pt QSFP-DD to 12T DC” licensed to 3.6T throughput and 36-connectors hard license enabled. Software scale upgradeable to ER or HE feature set. Hardware performance upgradeable from 3.6T to 4.8T or 12T intelligent fan-in/fan-out. | 1065000 | 35% | 692250
3HE13804BA | 7750 SR-1s system, 4x FP4 complex, performance restricted to 3.6T FD, port restricted to 36-connectors Universal QSFP28. Edge Rourter (ER) scale feature set (16 384 per complex = h/w queues, 16 384 per complex = egress policers) This card is based off “3HE13808xA - SYS-SR-1s 4.8T 36pt QSFP-DD to 12T DC” licensed to 3.6T throughput and 36-connectors hard license enabled. Software scale upgradeable to HE feature set. Hardware performance upgradeable from 3.6T to 4.8T or 12T intelligent fan-in/fan-out. | 1305000 | 35% | 848250
3HE13804CA | 7750 SR-1s system, 4x FP4 complex, performance restricted to 3.6T FD, port restricted to 36-connectors Universal QSFP28-DD. High-Scale Edge (HE) scale feature set (no restrict hardware queues or egress policers) This 7750 SR-1s is based off “3HE13808xA - SYS-SR-1s 4.8T 36pt QSFP-DD to 12T DC” licensed to 3.6T throughput and 36-connectors hard license enabled. Full High-Scale Edge feature set. Hardware performance upgradeable from 3.6T to 4.8T or 12T intelligent fan-in/fan-out. | 1545000 | 35% | 1004250
3HE13805AA | 7750 SR-1s system, 4x FP4 complex, performance restricted to 3.6T FD, port restricted to 36-connectors Universal QSFP28-DD. Core Router (CR) scale feature set (1024 per complex = h/w queues, 1024 per complex = egress policers) This 7750 SR-1s is based off “3HE13809AA - SYS-SR-1s 4.8T 36pt QSFP-DD to 12T AC/HVDC” licensed to 3.6T throughput and 36-connectors hard license enabled. Software scale upgradeable to ER or HE feature set. Hardware performance upgradeable from 3.6T to 4.8T or 12T intelligent fan-in/fan-out. | 1065000 | 35% | 692250
3HE13805BA | 7750 SR-1s system, 4x FP4 complex, performance restricted to 3.6T FD, port restricted to 36-connectors Universal QSFP28-DD. Edge Rourter (ER) scale feature set (16 384 per complex = h/w queues, 16 384 per complex = egress policers) This card is based off “3HE13809AA - SYS-SR-1s 4.8T 36pt QSFP-DD CR to 12T AC/HVDC” licensed to 3.6T throughput and 36-connectors hard license enabled. Software scale upgradeable to HE feature set. Hardware performance upgradeable from 3.6T to 4.8T or 12T intelligent fan-in/fan-out. | 1305000 | 35% | 848250
3HE13805CA | 7750 SR-1s system, 4x FP4 complex, performance restricted to 3.6T FD, port restricted to 36-connectors Universal QSFP28. High-Scale Edge (HE) scale feature set (no restrict hardware queues or egress policers) This 7750 SR-1s is based off “3HE13809AA - SYS-SR-1s 4.8T 36pt QSFP-DD CR to 12T AC/HVDC” licensed to 3.6T throughput and 36-connectors hard license enabled. Full High-Scale Edge feature set. Hardware performance upgradeable from 3.6T to 4.8T or 12T intelligent fan-in/fan-out. | 1545000 | 35% | 1004250
3HE13806AA | 7750 SR-1s, 4x FP4 complex, performance restricted to 4.8T FD, port restricted to 36-connectors Universal QSFP-DD. Core Router (CR) scale feature set (1024 per complex = h/w queues, 1024 per complex = egress policers) This 7750 SR-1s is based off “3HE13808xA - SYS-SR-1s 4.8T 36pt QSFP-DD to 12T DC” licensed to 4.8T throughput and 36-connectors hard license enabled. Software scale upgradeable to ER or HE feature set. Hardware performance upgradeable from 4.8T to 12T intelligent fan-in/fan-out. | 1425000 | 35% | 926250
3HE13806BA | 7750 SR-1s system, 4x FP4 complex, performance restricted to 4.8T FD, port restricted to 36-connectors Universal QSFP-DD. Edge Rourter (ER) scale feature set (16 384 per complex = h/w queues, 16 384 per complex = egress policers) This card is based off “3HE13808xA - SYS-SR-1s 4.8T 36pt QSFP-DD to 12T DC” licensed to 4.8T throughput and 36-connectors hard license enabled. Software scale upgradeable to HE feature set. Hardware performance upgradeable from 4.8T to 12T intelligent fan-in/fan-out. | 1745000 | 35% | 1134250
3HE13806CA | 7750 SR-1s system, 4x FP4 complex, performance restricted to 4.8T FD, port restricted to 36-connectors Universal QSFP-DD. High-Scale Edge (HE) scale feature set (no restrict hardware queues or egress policers) This 7750 SR-1s is based off “3HE13808xA - SYS-SR-1s 4.8T 36pt QSFP-DD to 12T DC” licensed to 4.8T throughput and 36-connectors hard license enabled. Full High-Scale Edge feature set. Hardware performance upgradeable from 4.8T to 12T intelligent fan-in/fan-out. | 2065000 | 35% | 1342250
3HE13807AA | 7750 SR-1s, 4x FP4 complex, performance restricted to 4.8T FD, port restricted to 36-connectors Universal QSFP-DD. Core Router (CR) scale feature set (1024 per complex = h/w queues, 1024 per complex = egress policers) This 7750 SR-1s is based off “3HE13809AA - SYS-SR-1s 4.8T 36pt QSFP-DD to 12T AC/HVDC” licensed to 4.8T throughput and 36-connectors hard license enabled. Software scale upgradeable to ER or HE feature set. Hardware performance upgradeable from 4.8T to 12T intelligent fan-in/fan-out. | 1425000 | 35% | 926250
3HE13807BA | 7750 SR-1s system, 4x FP4 complex, performance restricted to 4.8T FD, port restricted to 36-connectors Universal QSFP-DD. Edge Rourter (ER) scale feature set (16 384 per complex = h/w queues, 16 384 per complex = egress policers) This card is based off “3HE13809AA - SYS-SR-1s 4.8T 36pt QSFP-DD CR to 12T AC/HVDC” licensed to 4.8T throughput and 36-connectors hard license enabled. Software scale upgradeable to HE feature set. Hardware performance upgradeable from 4.8T to 12T intelligent fan-in/fan-out. | 1745000 | 35% | 1134250
3HE13807CA | 7750 SR-1s system, 4x FP4 complex, performance restricted to 4.8T FD, port restricted to 36-connectors Universal QSFP28. High-Scale Edge (HE) scale feature set (no restrict hardware queues or egress policers) This 7750 SR-1s is based off “3HE13809AA - SYS-SR-1s 4.8T 36pt QSFP-DD CR to 12T AC/HVDC” licensed to 4.8T throughput and 36-connectors hard license enabled. Full High-Scale Edge feature set. Hardware performance upgradeable from 4.8T to 12T intelligent fan-in/fan-out. | 2065000 | 35% | 1342250
3HE13808AA | 7750 SR-1s system, 4x FP4 complex, performance to 4.8T FD, Aggregation mode up to 12T, 36-connectors Universal QSFP-DD. Core Router (CR) scale feature set (1024 per complex = h/w queues, 1024 per complex = egress policers) Software scale upgradeable to ER or HE feature set. Hardware performance up to 12T intelligent fan-in/fan-out | 1585000 | 35% | 1030250
3HE13808BA | 7750 SR-1s system, 4x FP4 complex, performance to 4.8T FD, Aggregation mode up to 12T, 36-connectors Universal QSFP-DD. Edge Rourter (ER) scale feature set (16 384 per complex = h/w queues, 16 384 per complex = egress policers) Software scale upgradeable to HE feature set. Hardware performance up to 12T intelligent fan-in/fan-out. | 1905000 | 35% | 1238250
3HE13808CA | 7750 SR-1s system, 4x FP4 complex, performance to 4.8T FD, Aggregation mode up 12T, to 36-connectors Universal QSFP-DD. High-Scale Edge (HE) scale feature set (no restrict hardware queues or egress policers) Full High-Scale Edge feature set. Hardware performance up to 12T intelligent fan-in/fan-out. | 2225000 | 35% | 1446250
3HE13809AA | 7750 SR-1s system, 4x FP4 complex, performance to 4.8T FD, Aggregation mode up to 12T, 36-connectors Universal QSFP-DD. Core Router (CR) scale feature set (1024 per complex = h/w queues, 1024 per complex = egress policers) Software scale upgradeable to ER or HE feature set. Hardware performance up to 12T intelligent fan-in/fan-out | 1585000 | 35% | 1030250
3HE13809BA | 7750 SR-1s system, 4x FP4 complex, performance to 4.8T FD, Aggregation mode up to 12T, 36-connectors Universal QSFP-DD. Edge Rourter (ER) scale feature set (16 384 per complex = h/w queues, 16 384 per complex = egress policers) Software scale upgradeable to HE feature set. Hardware performance up to 12T intelligent fan-in/fan-out. | 1905000 | 35% | 1238250
3HE13809CA | 7750 SR-1s system, 4x FP4 complex, performance to 4.8T FD, Aggregation mode up 12T, to 36-connectors Universal QSFP-DD. High-Scale Edge (HE) scale feature set (no restrict hardware queues or egress policers) Full High-Scale Edge feature set. Hardware performance up to 12T intelligent fan-in/fan-out. | 2225000 | 35% | 1446250
3HE13810AA | 7950 XRS XMA (Expandable Media Adapter) 2 x FP4 complex, performance restricted to 1.2T FD, port restricted to 12 connectors Universal QSFP28. Core Router (CR) scale feature set (2048 = h/w queues, 2048 = egress policers) This card is based off “ 3HE11094xA - XMA - 7950 XRS 2.4T 24pt QSFP28 licensed to 1.2T throughput and 12 connectors hard license enabled. Software scale upgradeable to ER or HE feature set. Hardware performance upgradeable from 1.2T up to 2.4T | 400000 | 35% | 260000
3HE13810BA | 7950 XRS XMA (Expandable Media Adapter) 2 x FP4 complex, performance restricted to 1.2T FD, port restricted to 12 connectors Universal QSFP28. Edge Router (ER) scale feature set (32768 = h/w queues, 32768 = egress policers) This card is based off “ 3HE11094xA - XMA - 7950 XRS 2.4T 24pt QSFP28 licensed to 1.2T throughput and 12 connectors hard license enabled.. Software scale upgradeable to HE feature set. Hardware performance upgradeable from 1.2T up to 2.4T | 480000 | 35% | 312000
3HE13810CA | 7950 XRS XMA (Expandable Media Adapter) 2 x FP4 complex, performance restricted to 1.2T FD, port restricted to 12 connectors Universal QSFP28. High-Scale Edge (HE) scale feature set (no restrict hardware queues or egress policers) This card is based off “ 3HE14664xA - XMA - 7950 XRS 2.4T 12pt QSDP-DD to 4T” licensed to 1.2T throughput and 12 connectors hard license enabled. Full High-Scale Edge feature set. Hardware performance upgradeable from 1.2T up to 2.4T | 560000 | 35% | 364000
3HE13811AA | 7950 XRS XMA (Expandable Media Adapter) 2 x FP4 complex, performance restricted to 1.6T FD, port restricted to 16 connectors Universal QSFP28. Core Router (CR) scale feature set (2048 = h/w queues, 2048 = egress policers) This card is based off “ 3HE11094xA - XMA - 7950 XRS 2.4T 24pt QSFP28 licensed to 1.6T throughput and 16 connectors hard license enabled. Software scale upgradeable to ER or HE feature set. Hardware performance upgradeable from 1.6T up to 2.4T | 533333.3333 | 35% | 346666.6667
3HE13811BA | 7950 XRS XMA (Expandable Media Adapter) 2 x FP4 complex, performance restricted to 1.6T FD, port restricted to 16 connectors Universal QSFP28. Edge Router (ER) scale feature set (32768 = h/w queues, 32768 = egress policers) This card is based off “ 3HE11094xA - XMA - 7950 XRS 2.4T 24pt QSFP28 licensed to 1.6T throughput and 16 connectors hard license enabled.. Software scale upgradeable to HE feature set. Hardware performance upgradeable from 1.6T up to 2.4T | 640000 | 35% | 416000
3HE13811CA | 7950 XRS XMA (Expandable Media Adapter) 2 x FP4 complex, performance restricted to 1.6T FD, port restricted to 16 connectors Universal QSFP28. High-Scale Edge (HE) scale feature set (no restrict hardware queues or egress policers) This card is based off “ 3HE14664xA - XMA - 7950 XRS 2.4T 12pt QSDP-DD to 4T” licensed to 1.6T throughput and 16 connectors hard license enabled. Full High-Scale Edge feature set. Hardware performance upgradeable from 1.6T up to 2.4T | 746666.6667 | 35% | 485333.3333
3HE13813AA | 7750 SR-1s + LVDC Power Shelf Bundle, 1.6T 16-port QSFP28 (supported QSFP+/QSFP28) Core Router feature set; Includes the following; (1) 3HE13774AA - SYS - SR-1s 1.6T 16pt QSFP28 - CR + LVDC (5) 3HE12376AA - FAN - 7750 SR-1s Fan Module (2) 3HE11185AA - PSU - LVDC 6kw Power Supply 7750 SR-1s, 2x FP4 complex, performance restricted to 1.6T FD, port restricted to 16-connectors Universal QSFP28. Core Router (CR) scale feature set (1024 per complex = h/w queues, 1024 per complex = egress policers) This 7750 SR-1s is based off “3HE13800xA - SYS-SR-1s 2.4T 36pt QSFP28 to 3.6T DC” licensed to 1.6T throughput and 16-connectors hard license enabled. Software scale upgradeable to ER or HE feature set. Hardware performance upgradeable from 1.6T to 2.4T or 3.6T intelligent fan-in/fan-out. | 533333.3333 | 35% | 346666.6667
3HE13813BA | 7750 SR-1s + LVDC Power Shelf Bundle, 1.6T 16-port QSFP28 (supported QSFP+/QSFP28) Edge Router feature set: Includes the following; (1) 3HE13774BA - SYS - SR-1s 1.6T 16pt QSFP28 - ER + LVDC (5) 3HE12376AA - FAN - 7750 SR-1s Fan Module (2) 3HE11185AA - PSU - LVDC 6kw Power Supply 7750 SR-1s system, 2x FP4 complex, performance restricted to 1.6T FD, port restricted to 16-connectors Universal QSFP28. Edge Rourter (ER) scale feature set (16 384 per complex = h/w queues, 16 384 per complex = egress policers) This card is based off “3HE13800xA - SYS-SR-1s 2.4T 36pt QSFP28 to 3.6T DC” licensed to 1.6T throughput and 16-connectors hard license enabled. Software scale upgradeable to HE feature set. Hardware performance upgradeable from 1.6T to 2.4T or 3.6T intelligent fan-in/fan-out. | 640000 | 35% | 416000
3HE13813CA | 7750 SR-1s + LVDC Power Shelf Bundle, 1.6T 16-port QSFP28 (supported QSFP+/QSFP28) High Scale Edge feature set; Includes the following; (1) 3HE13774CA - SYS - SR-1s 1.6T 16pt QSFP28 HE + LVDC (5) 3HE12376AA - FAN - 7750 SR-1s Fan Module (2) 3HE11185AA - PSU - LVDC 6kw Power Supply 7750 SR-1s system, 2x FP4 complex, performance restricted to 1.6T FD, port restricted to 16-connectors Universal QSFP28. High-Scale Edge (HE) scale feature set (no restrict hardware queues or egress policers) This 7750 SR-1s is based off “3HE13800xA - SYS-SR-1s 2.4T 36pt QSFP28 to 3.6T DC” licensed to 1.6T throughput and 16-connectors hard license enabled. Full High-Scale Edge feature set. Hardware performance upgradeable from 1.6T to 2.4T or 3.6T intelligent fan-in/fan-out. | 746666.6667 | 35% | 485333.3333
3HE13814AA | 7750 SR-1s + AC/HVDC Power Shelf, 1.6T 16-connector QSFP28 (supported QSFP+/QSFP28) Core Router feature set; Includes the following; (1) 3HE13798AA - SYS - SR-1s 1.6T 16pt QSFP28 CR AC/HVDC (5) 3HE12376AA - FAN - 7750 SR-1s Fan Module (2) 3HE11183AA - PSU - AC/HVDC 6kw Power Supply 7750 SR-1s, 2x FP4 complex, performance restricted to 1.6T FD, port restricted to 16-connectors Universal QSFP28. Core Router (CR) scale feature set (1024 per complex = h/w queues, 1024 per complex = egress policers) This 7750 SR-1s is based off “3HE13801xA - SYS-SR-1s 2.4T 36pt QSFP28 to 3.6T AC/HVDC” licensed to 1.6T throughput and 16-connectors hard license enabled. Software scale upgradeable to ER or HE feature set. Hardware performance upgradeable from 1.6T to 2.4T or 3.6T intelligent fan-in/fan-out. | 533333.3333 | 35% | 346666.6667
3HE13814BA | 7750 SR-1s + AC/HVDC Power Shelf Bundle, 1.6T 16-port QSFP28 (supported QSFP+/QSFP28) Edge Router feature set; Includes the following; (1) 3HE13798BA - SYS - SR-1s 1.6T 16pt QSFP28 ER AC/HVDC (5) 3HE12376AA - FAN - 7750 SR-1s Fan Module (2) 3HE11183AA - PSU - AC/HVDC 6kw Power Supply 7750 SR-1s system, 2x FP4 complex, performance restricted to 1.6T FD, port restricted to 16-connectors Universal QSFP28. Edge Rourter (ER) scale feature set (16 384 per complex = h/w queues, 16 384 per complex = egress policers) This card is based off “3HE13801xA - SYS-SR-1s 2.4T 36pt QSFP28 to 3.6T AC/HVDC” licensed to 1.6T throughput and 16-connectors hard license enabled. Software scale upgradeable to ER or HE feature set. Hardware performance upgradeable from 1.6T to 2.4T or 3.6T intelligent fan-in/fan-out. | 640000 | 35% | 416000
3HE13814CA | 7750 SR-1s + AC/HVDC Power Shelf Bundle, 1.6T 16-port QSFP28 (supported QSFP+/QSFP28) High Scale Edge feature set; Includes the following; (1) 3HE13798CA - SYS - SR-1s 1.6T 16pt QSFP28 HE AC/HVDC (5) 3HE12376AA - FAN - 7750 SR-1s Fan Module (2) 3HE11183AA - PSU - AC/HVDC 6kw Power Supply 7750 SR-1s system, 2x FP4 complex, performance restricted to 1.6T FD, port restricted to 16-connectors Universal QSFP28. High-Scale Edge (HE) scale feature set (no restrict hardware queues or egress policers) This 7750 SR-1s is based off “3HE13801xA - SYS-SR-1s 2.4T 36pt QSFP28 to 3.6T AC/HVDC” licensed to 1.6T throughput and 16-connectors hard license enabled. Full High-Scale Edge feature set. Hardware performance upgradeable from 1.6T to 2.4T or 3.6T intelligent fan-in/fan-out. | 746666.6667 | 35% | 485333.3333
3HE13815AA | 7750 SR-1s + LVDC Power Shelf Bundle, 2.4T 36-port QSFP28 (supported QSFP+/QSFP28) Aggregation mode to 3.6T, Core Router feature set; Includes the following; (1) 3HE13800AA - SYS - SR-1s 2.4T 36pt QSFP28 CR to 3.6T DC (5) 3HE12376AA - FAN - 7750 SR-1s Fan Module (2) 3HE11185AA - PSU - LVDC 6kw Power Supply 7750 SR-1s system, 2x FP4 complex, performance to 2.4T FD, Aggregation mode up to 36-connectors Universal QSFP28. Core Router (CR) scale feature set (1024 per complex = h/w queues, 1024 per complex = egress policers) Software scale upgradeable to ER or HE feature set. Hardware performance up to 3.6T intelligent fan-in/fan-out | 880000 | 35% | 572000
3HE13815BA | 7750 SR-1s + LVDC Power Shelf Bundle, 2.4T 36-port QSFP28 (supported QSFP+/QSFP28) Aggregation mode to 3.6T, Edge Router feature set: Includes the following; (1) 3HE13800BA - SYS - SR-1s 2.4T 36pt QSFP28 ER to 3.6T DC (5) 3HE12376AA - FAN - 7750 SR-1s Fan Module (2) 3HE11185AA - PSU - LVDC 6kw Power Supply 7750 SR-1s system, 2x FP4 complex, performance to 2.4T FD, Aggregation mode up to 3.6T, 36-connectors Universal QSFP28. Edge Rourter (ER) scale feature set (16 384 per complex = h/w queues, 16 384 per complex = egress policers) Software scale upgradeable to HE feature set. Hardware performance up to 3.6T intelligent fan-in/fan-out. | 1040000 | 35% | 676000
3HE13815CA | 7750 SR-1s + LVDC Power Shelf Bundle, 2.4T 36-port QSFP28 (supported QSFP+/QSFP28) Aggregation mode to 3.6T, High Scale Edge feature set; Includes the following; (1) 3HE13800CA - SYS - SR-1s 2.4T 36pt QSFP28 HE to 3.6T DC (5) 3HE12376AA - FAN - 7750 SR-1s Fan Module (2) 3HE11185AA - PSU - LVDC 6kw Power Supply 7750 SR-1s system, 2x FP4 complex, performance to 2.4T FD, Aggregation mode up to 3.6T, 36-connectors Universal QSFP28. High-Scale Edge (HE) scale feature set (no restrict hardware queues or egress policers) Full High-Scale Edge feature set. Hardware performance up to 3.6T intelligent fan-in/fan-out. | 1200000 | 35% | 780000
3HE13816AA | 7750 SR-1s + AC/HVDC Power Shelf, 2.4T 36-port QSFP28 (supported QSFP+/QSFP28) Aggregation mode to 3.6T, Core Router feature set; Includes the following; (1) 3HE13801AA - SYS - SR-1s 2.4T 36pt QSFP28 CR to 3.6T AC/HVDC (5) 3HE12376AA - FAN - 7750 SR-1s Fan Module (2) 3HE11183AA - PSU - AC/HVDC 6kw Power Supply 7750 SR-1s system, 2x FP4 complex, performance to 2.4T FD, Aggregation mode up to 3.6T, 36-connectors Universal QSFP28. Core Router (CR) scale feature set (1024 per complex = h/w queues, 1024 per complex = egress policers) Software scale upgradeable to ER or HE feature set. Hardware performance up to 3.6T intelligent fan-in/fan-out | 880000 | 35% | 572000
3HE13816BA | 7750 SR-1s + AC/HVDC Power Shelf, 2.4T 36-port QSFP28 (supported QSFP+/QSFP28) Aggregation mode to 3.6T, Core Router feature set; Includes the following; (1) 3HE13801BA - SYS - SR-1s 2.4T 36pt QSFP28 ER to 3.6T AC/HVDC (5) 3HE12376AA - FAN - 7750 SR-1s Fan Module (2) 3HE11183AA - PSU - AC/HVDC 6kw Power Supply 7750 SR-1s system, 2x FP4 complex, performance to 2.4T FD, Aggregation mode up to 3.6T, 36-connectors Universal QSFP28. Edge Rourter (ER) scale feature set (16 384 per complex = h/w queues, 16 384 per complex = egress policers) Software scale upgradeable to HE feature set. Hardware performance up to 3.6T intelligent fan-in/fan-out. | 1040000 | 35% | 676000
3HE13816CA | 7750 SR-1s + AC/HVDC Power Shelf, 2.4T 36-port QSFP28 (supported QSFP+/QSFP28) Aggregation mode to 3.6T, Core Router feature set; Includes the following; (1) 3HE13801CA - SYS - SR-1s 2.4T 36pt QSFP28 HE to 3.6T AC/HVDC (5) 3HE12376AA - FAN - 7750 SR-1s Fan Module (2) 3HE11183AA - PSU - AC/HVDC 6kw Power Supply 7750 SR-1s system, 2x FP4 complex, performance to 2.4T FD, Aggregation mode up to 3.6T, 36-connectors Universal QSFP28. High-Scale Edge (HE) scale feature set (no restrict hardware queues or egress policers) Full High-Scale Edge feature set. Hardware performance up to 3.6T intelligent fan-in/fan-out. | 1200000 | 35% | 780000
3HE13817AA | 7750 SR-1s + LVDC Power Shelf Bundle, 3.6T 36-port QSFP28 (supported QSFP+/QSFP28), Core Router feature set; Includes the following; (1) 3HE13802AA - SYS - SR-1s 3.6T 36pt QSFP28 CR LVDC (5) 3HE12376AA - FAN - 7750 SR-1s Fan Module (2) 3HE11185AA - PSU - LVDC 6kw Power Supply 7750 SR-1s, 4x FP4 complex, performance restricted to 3.6T FD, port restricted to 36-connectors Universal QSFP28. Core Router (CR) scale feature set (1024 per complex = h/w queues, 1024 per complex = egress policers) This 7750 SR-1s is based off “3HE13808xA - SYS-SR-1s 4.8T 36pt QSFP-DD to 12T DC” licensed to 3.6T throughput and 36-connectors hard license enabled. Software scale upgradeable to ER or HE feature set. Hardware performance upgradeable from 3.6T to 4.8T or 12T intelligent fan-in/fan-out. | 960000 | 35% | 624000
3HE13817BA | 7750 SR-1s + LVDC Power Shelf Bundle, 3.6T 36-port QSFP28 (supported QSFP+/QSFP28), Edge Router feature set: Includes the following; (1) 3HE13802BA - SYS - SR-1s 3.6T 36pt QSFP28 ER LVDC (5) 3HE12376AA - FAN - 7750 SR-1s Fan Module (2) 3HE11185AA - PSU - LVDC 6kw Power Supply 7750 SR-1s system, 4x FP4 complex, performance restricted to 3.6T FD, port restricted to 36-connectors Universal QSFP28. Edge Rourter (ER) scale feature set (16 384 per complex = h/w queues, 16 384 per complex = egress policers) This card is based off “3HE13808xA - SYS-SR-1s 4.8T 36pt QSFP-DD to 12T DC” licensed to 3.6T throughput and 36-connectors hard license enabled. Software scale upgradeable to HE feature set. Hardware performance upgradeable from 3.6T to 4.8T or 12T intelligent fan-in/fan-out. | 1200000 | 35% | 780000
3HE13817CA | 7750 SR-1s + LVDC Power Shelf Bundle, 3.6T 36-port QSFP28 (supported QSFP+/QSFP28), High Scale Edge feature set; Includes the following; (1) 3HE13802CA - SYS - SR-1s 3.6T 36pt QSFP28 HE LVDC (5) 3HE12376AA - FAN - 7750 SR-1s Fan Module (2) 3HE11185AA - PSU - LVDC 6kw Power Supply 7750 SR-1s system, 4x FP4 complex, performance restricted to 3.6T FD, port restricted to 36-connectors Universal QSFP28. High-Scale Edge (HE) scale feature set (no restrict hardware queues or egress policers) This 7750 SR-1s is based off “3HE13808xA - SYS-SR-1s 4.8T 36pt QSFP-DD to 12T DC” licensed to 3.6T throughput and 36-connectors hard license enabled. Full High-Scale Edge feature set. Hardware performance upgradeable from 3.6T to 4.8T or 12T intelligent fan-in/fan-out. | 1440000 | 35% | 936000
3HE13818AA | 7750 SR-1s + AC/HVDC Power Shelf Bundle, 3.6T 36-port QSFP28 (supported QSFP+/QSFP28), Core Router feature set; Includes the following; (1) 3HE13803AA - SYS - SR-1s 3.6T 36pt QSFP28 CR AC/HVDC (5) 3HE12376AA - FAN - 7750 SR-1s Fan Module (2) 3HE11183AA - PSU - AC/HVDC 6kw Power Supply 7750 SR-1s, 4x FP4 complex, performance restricted to 3.6T FD, port restricted to 36-connectors Universal QSFP28. Core Router (CR) scale feature set (1024 per complex = h/w queues, 1024 per complex = egress policers) This 7750 SR-1s is based off “3HE13809AA - SYS-SR-1s 4.8T 36pt QSFP-DD to 12T AC/HVDC” licensed to 3.6T throughput and 36-connectors hard license enabled. Software scale upgradeable to ER or HE feature set. Hardware performance upgradeable from 3.6T to 4.8T or 12T intelligent fan-in/fan-out. | 960000 | 35% | 624000
3HE13818BA | 7750 SR-1s + AC/HVDC Power Shelf Bundle, 3.6T 36-port QSFP28 (supported QSFP+/QSFP28), Edge Router feature set: Includes the following; (1) 3HE13803BA - SYS - SR-1s 3.6T 36pt QSFP28 ER AC/HVDC (5) 3HE12376AA - FAN - 7750 SR-1s Fan Module (2) 3HE11183AA - PSU - AC/HVDC 6kw Power Supply 7750 SR-1s system, 4x FP4 complex, performance restricted to 3.6T FD, port restricted to 36-connectors Universal QSFP28. Edge Rourter (ER) scale feature set (16 384 per complex = h/w queues, 16 384 per complex = egress policers) This card is based off “3HE13809AA - SYS-SR-1s 4.8T 36pt QSFP-DD CR to 12T AC/HVDC” licensed to 3.6T throughput and 36-connectors hard license enabled. Software scale upgradeable to HE feature set. Hardware performance upgradeable from 3.6T to 4.8T or 12T intelligent fan-in/fan-out. | 1200000 | 35% | 780000
3HE13818CA | 7750 SR-1s + AC/HVDC Power Shelf Bundle, 3.6T 36-port QSFP28 (supported QSFP+/QSFP28), Edge Router feature set: Includes the following; (1) 3HE13803CA - SYS - SR-1s 3.6T 36pt QSFP28 HE AC/HVDC (5) 3HE12376AA - FAN - 7750 SR-1s Fan Module (2) 3HE11183AA - PSU - AC/HVDC 6kw Power Supply 7750 SR-1s system, 4x FP4 complex, performance restricted to 3.6T FD, port restricted to 36-connectors Universal QSFP28. High-Scale Edge (HE) scale feature set (no restrict hardware queues or egress policers) This 7750 SR-1s is based off “3HE13809AA - SYS-SR-1s 4.8T 36pt QSFP-DD CR to 12T AC/HVDC” licensed to 3.6T throughput and 36-connectors hard license enabled. Full High-Scale Edge feature set. Hardware performance upgradeable from 3.6T to 4.8T or 12T intelligent fan-in/fan-out. | 1440000 | 35% | 936000
3HE13819AA | 7950 XRS-20 60A/80A DC Stand-Alone Complete Chassis Bundle, shipped with all common hardware. Includes: (1) 3HE07112AA - CH-BN - 7950 XRS-20 Integrated Chassis (5) 3HE09422AA - APEQ - APEQ-DC-2200-2800 Power Equalizer Module (8) 3HE12313AA - 7950 XRS-20/20e Switch Fabric Module-2 Stand Alone (SFM2-SA) - (Spare) (2) 3HE07116AB - CPM - 7950 XRS-20 CPM 16GB, (1) 3HE10474AA - ACC - 7950 XRS-20 80A BREAKERS (x24) Note: You must order separate impedance panels (XCM, XMA or C-XMA impedance panels) for every empty slot. | 965000 | 35% | 627250
3HE13820AA | 7950 XRS-20e Stand-Alone Complete Chassis 4275W DC Bundle, shipped with all common hardware. Includes: (1) 3HE11085AA - CHAS-7950 XRS-20e Universal Spare Chassis (5) 3HE11099AA - APEQ-DC-4275 Power Equalizer Module (2) 3HE11095AA - 7950 XRS-20e Power Connect Module Fan (8) 3HE12313AA - 7950 XRS-20/20e Switch Fabric Module-2 (2) 3HE07116AB - CPM - 7950 XRS-20 CPM 16GB (5) 3HE11096AA - 7950 XRS-20e Quad Power Connect Module (5) 3HE11097AA - 7950 XRS-20e Power Input Module (3) 3HE11088AA - FAN - 7950 XRS-20e Fan Tray (2) 3HE07117AA - CCM - 7950 XRS-20 CCM | 965000 | 35% | 627250
3HE13821AA | 7950 XRS-20e Complete Chassis AC Bundle, shipped with all common hardware. Includes: (1) 3HE11086AA - CHAS-7950 XRS-20e AC/HVDC SPARE CHASSIS (5) 3HE09423AA - APEQ-AC-3000 Power Equalizer Module , (8) 3HE12313AA - 7950 XRS-20/20e Switch Fabric Module-2 (2) 3HE07116AB - CPM - 7950 XRS-20 CPM 16GB (3) 3HE11088AA - FAN - 7950 XRS-20e Fan Tray (2) 3HE07117AA - CCM - 7950 XRS-20 CCM (1) 3HE11090AA - ACC - 7950 XRS-20e Air Filter Kit Note: You must order separate impedance panels (XCM, XMA or C-XMA impedance panels) for every empty slot. | 965000 | 35% | 627250
3HE13822AA | 7950 XRS-20 Complete Chassis AC Bundle, shipped with all common hardware. Includes: (1) 3HE07112AA - CH-BN - 7950 XRS-20 Integrated Chassis (5) 3HE09423AA - APEQ-AC-3000 Power Equalizer Module , (8) 3HE12313AA - 7950 XRS-20/20e Switch Fabric Module-2 (2) 3HE07116AB - CPM - 7950 XRS-20 CPM 16GB Note: You must order separate impedance panels (XCM, XMA or C-XMA impedance panels) for every empty slot. | 965000 | 35% | 627250
3HE13825AA | SROS VPRN Service Right To Use License. A per system license. Allows the use of up to 64 VPRN Services. Not controlled by this license: Number of queues or policers, number of SAPs or the number of IES service instances. | 20000 | 35% | 13000
3HE13826AA | SROS VPRN Service Right To Use License. A per system license. Allows the use of up to 512 VPRN Services. Not controlled by this license: Number of queues or policers, number of SAPs or the number of IES service instances. | 30000 | 35% | 19500
3HE13827AA | SROS VPRN Service Right To Use License. A per system license. Allows the use of up to 2,000 VPRN Services. Not controlled by this license: Number of queues or policers, number of SAPs or the number of IES service instances. | 40000 | 35% | 26000
3HE13828AA | SROS VPRN Service Right To Use License. A per system license. Allows the use of up to 5,000 VPRN Services. Not controlled by this license: Number of queues or policers, number of SAPs or the number of IES service instances. | 60000 | 35% | 39000
3HE13829AA | SROS VPRN Service Right To Use License. A per system license. Allows the use of up to 10,000 VPRN Services. Not controlled by this license: Number of queues or policers, number of SAPs or the number of IES service instances. | 90000 | 35% | 58500
3HE13830AA | SROS EVPN Service Right To Use License. A per system license. Allows the use EVPN for VXLAN and/or MPLS tunnels. | 30000 | 35% | 19500
3HE13831AA | SROS BGP Route Reflector Low-Scale Right To Use License. A per system license. Allows the use of BGP RR support for up to 100k routes. | 25000 | 35% | 16250
3HE13832AA | SROS BGP Route Reflector High-Scale Right To Use License. A per system license. Allows the use of BGP RR support for up to maximum system scale. | 50000 | 35% | 32500
3HE13833AA | SROS BGP Optimal Route Reflection Right To Use License. A per system license. | 25000 | 35% | 16250
3HE13834AA | SROS BGP Inter-AS Peering Low-Scale Right To Use License. A per system license. Enables support for EBGP peers for up to 100k routes. | 50000 | 35% | 32500
3HE13835AA | SROS BGP Inter-AS Peering High-Scale Right To Use License. A per system license. Enables support for EBGP peers for up to maxiumum system scale. | 100000 | 35% | 65000
3HE13836AA | SROS BGP FlowSpec Right To Use License. A per system license. Enables support for BGP FlowSpec. | 10000 | 35% | 6500
3HE13837AA | SROS BGP QPPB and Policy Accounting Right To Use License. A per system license. Enables support for BGP QPPB and Policy Accounting. | 10000 | 35% | 6500
3HE13838AA | SROS BGP Multicast Right To Use License. A per system license. Enables support for BGP Multicast. License required to configure any of the following address families: mcast-ipv4, mvpn-ipv4, mdt-safi, mcast-vpn-ipv4, mvpn-ipv6, mcast-ipv6, mcast-vpn-ipv6 | 30000 | 35% | 19500
3HE13839AA | SROS Lawful Intercept (LI) Right To Use License. A per system license. Allows the use of the Lawful Intercept features. | 30000 | 35% | 19500
3HE13840AA | SROS vRGW Home LAN Extension License – A per system license required to enable home the LAN Extension feature with vRGW. | 100000 | 35% | 65000
3HE13841AA | SROS DHCP Server User Database License - A per system license. License required for IP address assignment using the Service Router DHCP Server User Database (also required when used with ESM). | 50000 | 35% | 32500
3HE13842AA | SROS DHCP Server User Database License - A per system license. Up to 10K IP Addresses - License required for IP address assignment using the Service Router DHCP Server User Database. Multiple of these RTUs can be bought to match the total number of IP Addresses required to be allocated by the server. This RTU is not required with ESM host licenses. | 5000 | 35% | 3250
3HE13847AA | 7750 SR-7s DC complete chassis bundle, shipped with all common hardware. Control Redundant. Includes: (1) 3HE11905AA - CHAS - 7750 SR-7s CHASSIS, (1) 3HE12314AA - CMA - 7750 SR-7s DUAL, (2) 3HE11304AA - CPM - 7750 SR-s CPM-7s/14s, (4) 3HE11315AA - SFM - 7750 SR-7s/14s, (4) 3HE11312AA - FAN - 7750 SR-7s/14s FAN TRAY , (1) 3HE11180AA - CHAS - 7750 SR-7s/14s LVDC POWER SHELF, (3) 3HE11185AA - PSU - LVDC 6kw POWER SUPPLY, (1) 3HE11181AA - COM - 7750 SR-7s/14s COMMUNICATION CARD Note: LVDC Power Shelf includes the filler panels for the PSU. Additional items in which will need to be purchased separately are; Impendance Panels in all empty slots (XCM-s, XMA-s, CPM-s), LVDC power shelf accessory kit and power lug kit, and optional air filter door kit. Chassis accessory kit included | 385000 | 35% | 250250
3HE13848AA | 7750 SR-14s DC complete chassis bundle, shipped with all common hardware. Includes: (1) 3HE11301AA - CHAS - 7750 SR-14s CHASSIS, (1) 3HE12315AA - CMA - 7750 SR-14s, (2) 3HE11304AA - CPM - 7750 SR-s CPM-7s/14s, (8) 3HE11315AA - SFM - 7750 SR-7s/14s, (8) 3HE11312AA - FAN - 7750 SR-7s/14s FAN TRAY, (1) 3HE11180AA - CHAS - 7750 SR-7s/14s LVDC POWER SHELF, (5) 3HE11185AA - PSU - LVDC 6kw POWER SUPPLY, (1) 3HE11181AA - COM - 7750 SR-7s/14s COMMUNICATION CARD Note: LVDC Power Shelf includes the filler panels for the PSU. Additional items in which will need to be purchased separately are; Impendance Panels in all empty slots (XCM-s, XMA-s, CPM-s), LVDC power shelf accessory kit and power lug kit, and optional air filter door kit. Chassis accessory kit included | 610000 | 35% | 396500
3HE13853AA | 2-ports 100GBase CWDM4 QSFP28-DD Optic Module, 2KM, SMF, CS connector, RoHS 6/6, Digital Diagnostic Monitor (DDM), 0/70C | 32000 | 35% | 20800
3HE13854AA | 2-ports 100GBase SR4 QSFP28-DD Optic Module, 100M, MMF, MPO connector, RoHS 6/6, Digital Diagnostic Monitor (DDM), 0/70C | 8000 | 35% | 5200
3HE13856AA | SROS Enhanced Subscriber Management (ESM) subscriber-host license for up to 512K subscriber-hosts. This is a per system license. Multiple of these RTUs could be bought to match the total number of subscribers targeted to be supported on the chassis. | 180000 | 35% | 117000
3HE13859AA | SROS Software license to enable Hybrid Access Gateway function to terminate both a fixed (IPoE/PPPoE) connection and a mobile (4G/LTE) connection from an Hybrid CPE (HCPE), with a single IP address per bonded connection, and a configurable adaptive path selection for traffic flows towards the HCPE. This is a per system license. | 100000 | 35% | 65000
3HE13860AA | SROS Software license required to terminate 4G/LTE access from fixed CPEs. This is a per system license. | 70000 | 35% | 45500
3HE13861AA | SROS Software license required for terminating dual-stack GTP sessions in increment of 10,000 sessions. This is a per system license. | 30000 | 35% | 19500
3HE13889AA | 7750 SR-1s/2s/7s/14s DC PSU slot filler panel for the Power Shelf | 275 | 35% | 178.75
3HE13890AA | 7750 SR-1s/2s/7s/14sAC/HVDC PSU slot filler panel for the Power Shelf | 275 | 35% | 178.75
3HE13895AA | Optical patch panel 1RU holder to host 4 pluggable modules | 1980 | 35% | 1287
3HE13896AA | 1x MPO-12 to 6 (4 used) duplex LC breakout, MMF | 1920 | 35% | 1248
3HE13897AA | 1x MPO-12 to 6 (4 used) duplex LC breakout, SMF | 1920 | 35% | 1248
3HE13944AA | 1x MPO-24 to 12 (10 used) duplex LC breakout, MMF | 2800 | 35% | 1820
3HE13945AA | 1xMPO-24 to 12 (10 used) duplex LC breakout, SMF | 2800 | 35% | 1820
3HE13950AA | 24F SMF MPO-MPO Patch Cable, 10M | 2800 | 35% | 1820
3HE13951AA | 24F MMF MPO-24 to MPO-24 jumper, 10M | 1360 | 35% | 884
3HE13952AA | 12F SFM MPO-12 to MPO-12 jumper, 10M | 960 | 35% | 624
3HE13953AA | 12F MMF MPO-12 to MPO-12 jumper, 10M | 880 | 35% | 572
3HE13955AA | 7750 SR 3-ports CFP2-DCO MDA-e-XP. Accepts three (3) Optic Module CFP2/CFP2-DCO 7750 SR-7/12-B 3-port CFP2-DCO MDA-e-XP on the SR-7/12-B chassis specifically: • Up to 2x MDA-e-XP 3-port CFP2-DCOs per IOM5-e • With two of these MDA-e-XPs in place, optics options are: −3x CFP2 (@100G each) in potentially all 6 ports, or−1x CFP2-DCO in the middle position on each of the two MDA-e-XPs for a total of 2x 200G ports | 175000 | 35% | 113750
3HE13956AA | 7750 SR-s XMA (Expandable Media Adapter), 3x FP4 complex, performance restricted to 3.6T FD, port restricted to 36-connectors Universal QSFP28. Core Router (CR) scale feature set (1024 per complex = h/w queues, 1024 per complex = egress policers) This is a non-upgradeable 3 Complex XMA-s | 924000 | 35% | 600600
3HE13956BA | 7750 SR-s XMA (Expandable Media Adapter), 3x FP4 complex, performance restricted to 3.6T FD, port restricted to 36-connectors Universal QSFP28. Edge Rourter (ER) scale feature set (16 384 per complex = h/w queues, 16 384 per complex = egress policers) This is a non-upgradeable 3 Complex XMA-s | 1164000 | 35% | 756600
3HE13956CA | 7750 SR-s XMA (Expandable Media Adapter), 3x FP4 complex, performance restricted to 3.6T FD, port restricted to 36-connectors Universal QSFP28. High-Scale Edge (HE) scale feature set (no restrict hardware queues or egress policers) This is a non-upgradeable 3 Complex XMA-s | 1404000 | 35% | 912600
3HE13957AA | Upgrade license from 1.6Tbps 16 port QSFP28 XMA-CR to 2.4Tbps 24port QSFP28 XMA-CR Installation requires the use of Centralized License Manager (CLM) - 3HE14159AA CLM is a license management tool for selected ION products. It enables license pool management, license pool capacity reservation & network function entitlement management (for SROS). | 333333.3333 | 35% | 216666.6667
3HE13959AA | Nuage 7850 Network Services Gateway – E206. AC powered with 2 dual-PHY ports supporting 10/100/1000BASE-X or 10/100/1000BASE-T, 4 LAN 10/100/1000BASE-T ports, integrated 802.11ac WiFi access point, integrated ITU Region 1/2 (EMEA/Americas) LTE uplink with dual SIM, USB, and RJ-45 console. Included in bundle is qty=1 3HE11925AA AC power supply. One C13 power cord must be purchased separately . Only to be sold in conjunction with Nuage Virtualized Network Services (VNS) software. | 2395 | 35% | 1556.75
3HE13960AA | Nuage 7850 Network Services Gateway – E306. AC powered with 2 dual-PHY ports supporting 10/100/1000BASE-X or 10/100/1000BASE-T, 4 LAN 10/100/1000BASE-T ports, integrated 802.11ac WiFi access point, integrated ITU Region 1/2 (EMEA/Americas) LTE uplink with dual SIM, USB, and RJ-45 console. Included in bundle is qty=1 3HE11925AA AC power supply. One C13 power cord must be purchased separately . Only to be sold in conjunction with Nuage Virtualized Network Services (VNS) software. | 2795 | 35% | 1816.75
3HE13961AA | Nuage 7850 Network Services Gateway – E307. AC powered with 2 dual-PHY ports supporting 10/100/1000BASE-X or 10/100/1000BASE-T, 4 LAN 10/100/1000BASE-T ports, integrated 802.11ac WiFi access point, integrated ITU Region 3 (APAC) LTE uplink with dual SIM, USB, and RJ-45 console. Included in bundle is qty=1 3HE11925AA AC power supply. One C13 power cord must be purchased separately . Only to be sold in conjunction with Nuage Virtualized Network Services (VNS) software. | 2795 | 35% | 1816.75
3HE13978AA | L2/L3 Domains + branch management license. • Traffic reports suite with dashboard widget • Application Discovery Reports with Dashboard widget • Network Performance Report • Application Aware control, Application SLA Violation Report with Dashboard widget • Organization/Customers Management • 100 active users support per Cluster Node (No enforcement) Note: This requires minimum Nuage VSD (Standalone) license as a pre-requisite Service Gateway (NSG) | 39995 | 35% | 25996.75
3HE13979AA | Nuage SD-WAN Portal - Standalone (RTU) + HA Cluster license. This is not an add on. Requires Nuage VSD HA cluster as a pre-requisite | 69995 | 35% | 45496.75
3HE13980BA | This is a bundle of Nuage VSD - Standalone (RTU) + Nuage SD-WAN Portal - Standalone (RTU). This is not an add-on | 79995 | 35% | 51996.75
3HE13981BA | This is a bundle of Nuage VSD - HA Cluster (RTU) + Nuage SD-WAN Portal - HA Cluster (RTU). This is not an add-on | 169995 | 35% | 110496.75
3HE13982AA | This is a per branch license to cover Nuage SD-WAN Portal platform functionality across branches (CPEs). Note: This requires minimum Nuage SD-WAN Portal (standalone) license as a pre-requisite. | 150 | 35% | 97.5
3HE13983AA | License to allow SP to create special customers which can act as reseller/wholesaler. • Reseller users can manage their end customer organizations independent of other resellers or direct customers • Reseller can manage access control for its end customer as they like to • Reseller end customers will have the exact same user experience as regular end customers • Reseller can setup their color branding and logo for their customers • Reseller or their end customers can setup their language of preference independent of other resellers or end customers This requires minimum Nuage SD-WAN (Standalone) license as a pre-requisite. | 59995 | 35% | 38996.75
3HE13984AA | Authentication through single sign on using SAML 2.0 Users and roles mappings to portal permissions This requires minimum Nuage SD-WAN (Standalone) license as a pre-requisite. | 33495 | 35% | 21771.75
3HE13985AA | Billing events tracking and ability to access the billing data via API using REST interface This requires minimum Nuage SD-WAN (Standalone) license as a pre-requisite. | 49495 | 35% | 32171.75
3HE13986AA | Nuage Virtualized Network Services (VNS) Annual Right-To-Use license for hosting one Virtual Network Functions (VNF) on Network Service Gateway (NSG) | 30 | 35% | 19.5
3HE13987AA | Nuage Virtualized Services Directory (VSD) network-wide annual RTU license for lifecycle management for 500 Virtual Network Functions (VNF) | 3995 | 35% | 2596.75
3HE13988AA | SROS license for 64k to 256k ACL entries per router, this is a per system license. Network size 1 is a network of 1 to 5 routers total. | 75000 | 35% | 48750
3HE13989AA | SROS license for 64k to 256k ACL entries per router, this is a per system license. Network size 2 is a network of 6 to 25 routers total. | 60000 | 35% | 39000
3HE13990AA | SROS license for 64k to 256k ACL entries per router, this is a per system license. Network size 3 is a network of 26 to 50 or more routers total. | 50000 | 35% | 32500
3HE13991AA | SROS license for 64k to 512k ACL entries per router, this is a per system license. Network size 1 is a network of 1 to 5 routers total. | 125000 | 35% | 81250
3HE13992AA | SROS license for 64k to 512k ACL entries per router, this is a per system license. Network size 2 is a network of 6 to 25 routers total. | 100000 | 35% | 65000
3HE13993AA | SROS license for 64k to 512k ACL entries per router, this is a per system license. Network size 3 is a network of 26 to 50 or more routers total. | 85000 | 35% | 55250
3HE13994AA | SROS license for using FP4 payload pattern ACL entries, this is a per system license. Network size 1 is a network of 1 to 5 routers total. | 200000 | 35% | 130000
3HE13995AA | SROS license for using FP4 payload pattern ACL entries, this is a per system license. Network size 2 is a network of 6 to 25 routers total. | 160000 | 35% | 104000
3HE13996AA | SROS license for using FP4 payload pattern ACL entries, this is a per system license. Network size 3 is a network of 26 to 50 or more routers total. | 135000 | 35% | 87750
3HE13998AA | 1-port 100/200G Coherenet CFP2-DCO pluggable, SMF, 100G Coherent tunable DWDM, 0/70C | 178000 | 35% | 115700
3HE14002AA | 2-ports 100GBase LR4 QSFP28-DD Optic Module, 10KM, SMF, CS connector, RoHS 6/6, Digital Diagnostic Monitor (DDM), 0/70C | 45000 | 35% | 29250
3HE14004AA | 1-port 10GE Small Form-Factor Pluggable (SFP+) Optics Module, Single Mode Fiber (SMF), 80km, Tunable across C-Band, LC Connector, Digital Diagnostic Monitor(DDM), RoHS 6/6 compliant, Low Power version, -40/85C | 27500 | 35% | 17875
3HE14027AA | 7750 SR-s IOM-s (Input/Output Module) 3.0T IOM-s Core Routing, accepts two modular MDA-s, 2x FP4 complex, CR (Core Router) feature set. MDA-s impedance panels needs to be added separately. Core Router (CR) scale feature set (1024 per complex = h/w queues, 1024 per complex = egress policers) Hardware performance up to 3.0T. | 985000 | 35% | 640250
3HE14027BA | 7750 SR-s IOM-s (Input/Output Module) 3.0T IOM-s Edge Routing, accepts two modular MDA-s, 2x FP4 complex, ER (Edge Router) feature set. MDA-s impedance panels needs to be added separately. Edge Rourter (ER) scale feature set (16 384 per complex = h/w queues, 16 384 per complex = egress policers) Hardware performance up to 3.0T. | 1185000 | 35% | 770250
3HE14027CA | 7750 SR-s IOM-s (Input/Output Module) 3.0T IOM-s High-Scale Edge Routing, accepts two modular MDA-s, 2x FP4 complex, HE (High-Scale Edge) feature set. MDA-s impedance panels needs to be added separately. High-Scale Edge (HE) scale feature set (no restrict hardware queues or egress policers) Hardware performance up to 3.0T. | 1385000 | 35% | 900250
3HE14029AA | 7750 SR-14s/7s/2/1s MDA-s Impedance Panel, must be installed in each and every empty MDA-s slot. | 2900 | 35% | 1885
3HE14032AA | 7750 SR-2s LVDC complete chassis bundle, shipped with all common hardware. Includes: (1) 3HE12340AA - CHAS - 7750 SR-2s chassis + LVDC Power Shelf (3) 3HE12375AB - FAN - 7750 SR-2s Fan Module (3) 3HE11185AA - PSU - LVDC 6kw Power Supply (2) 3HE14034AA - CPM - 7750 SR-2s CPM-2s Important Rules; - Using the 2, 3, or 4-complex XMA-s requires both XCM-2s cards for 100% line-rate traffic on all ports simultaneously. - If using IOM-s-1.5T or IOM-s-3.0T only a single XCM-2s is required for 100% line-rate traffic. Additional items in which will need to be purchased separately are; Impendence Panels in all empty slots (XCM-s, XMA-s) and optional air filter kit. Accessory kit is included and contains power and ground lugs. PSU filler panels are included for empty slots. | 100000 | 35% | 65000
3HE14033AA | 7750 SR-2s AC/HVDC complete chassis bundle, shipped with all common hardware. Includes: (1) 3HE12340BA - CHAS - 7750 SR-2s chassis + AC/HVDC Power Shelf (3) 3HE12375AB - FAN - 7750 SR-2s Fan Module (3) 3HE11183AA - PSU - AC/HVDC 6kw Power Supply (2) 3HE14034AA - CPM - 7750 SR-2s CPM-2s Important Rules; - Using the 2, 3, or 4-complex XMA-s requires both XCM-2s cards for 100% line-rate traffic on all ports simultaneously. - If using IOM-s-1.5T or IOM-s-3.0T only a single XCM-2s is required for 100% line-rate traffic. Additional items in which will need to be purchased separately are; Impendence Panels in all empty slots (XCM-s, XMA-s), Power Cords and optional air filter kit. Accessory kit included. | 100000 | 35% | 65000
3HE14034AA | CPM - 7750 SR-s CPM-2s | 10000 | 35% | 6500
3HE14035AA | 10-port 10/1GE SFP+/SFP MACsec MDA-a XP for the 7750 SR-a family. Optics Module must be purchased separately. | 32900 | 35% | 21385
3HE14047AA | Nuage Virtualized Security Service Layer 4 Flow Data Source License per VRS-G host | 1225 | 35% | 796.25
3HE14048AA | Nuage Virtualized Security Service Layer 4 Flow Data Source Annual RTU License per VRS-G host | 495 | 35% | 321.75
3HE14049AA | Nuage Virtualized Security Service Layer 4 Flow Data Source License per VRS host | 2995 | 35% | 1946.75
3HE14050AA | Nuage Virtualized Security Service Layer 4 Flow Data Source License per VRS-G host | 2995 | 35% | 1946.75
3HE14051AA | Nuage Virtualized Security Service Layer 4 Flow Data Source Annual RTU License per VRS host | 1245 | 35% | 809.25
3HE14052AA | Nuage Virtualized Security Service Layer 4 Flow Data Source Annual RTU License per VRS-G host | 1245 | 35% | 809.25
3HE14104AA | ACC – Rail-kit (fits 19” Rack Mount and 21” Open Rack for 1 system) | 615 | 35% | 399.75
3HE14107AA | Deepfield Software Release Subscription For NAR ONLY (Required for software upgrades/updates - contact local Deepfield representative on how to calculate this per offer) | 50000 | 35% | 32500
3HE14108AA | Deepfield Software Release Subscription For NON USA ONLY (Required for software upgrades/updates - contact local Deepfield representative on how to calculate this per offer) | 50000 | 35% | 32500
3HE14110AA | Deepfield Network Intelligence Bandwidth Bundle License PER Gbps Monitored For Gbps >=7001 But <=100000 - PERPETUAL LICENSE | 253 | 35% | 164.45
3HE14111AA | Deepfield Network Intelligence Bandwidth Bundle License PER Gbps Monitored For Gbps >=100000 - PERPETUAL LICENSE | 67 | 35% | 43.55
3HE14112AA | Deepfield Network Intelligence Bandwidth Bundle License PER Gbps Monitored For Gbps >=50 But <=7000 - 3-YEAR TERM LICENSE | 540 | 35% | 351
3HE14113AA | Deepfield Network Intelligence Bandwidth Bundle License PER Gbps Monitored For Gbps >=7001 But <=100000 - 3-YEAR TERM LICENSE | 225 | 35% | 146.25
3HE14114AA | Deepfield Network Intelligence Bandwidth Bundle License PER Gbps Monitored For Gbps >=100000 - 3-YEAR TERM LICENSE | 60 | 35% | 39
3HE14115AA | Deepfield Network Intelligence Bandwidth Bundle License PER Gbps Monitored For Gbps >=50 But <=7000 - HOSTED 1-YR TERM | 243 | 35% | 157.95
3HE14116AA | Deepfield Network Intelligence Bandwidth Bundle License PER Gbps Monitored For Gbps >=7001 But <=100000 - HOSTED 1-YR TERM | 101 | 35% | 65.65
3HE14117AA | 7750 SR-1s/2s/7s/14s Release 16.0 Operating Software License. Notes: One (1) Operating Software License is required for each SR-1s/2s/7s/14s in the network. Includes two (2) programmed 4GB Compact Flash cards with the Operating Software. | 17500 | 35% | 11375
3HE14118AA | Deepfield Network Intelligence Bandwidth Bundle License PER Gbps Monitored For Gbps >=100000 - HOSTED 1-YR TERM | 27 | 35% | 17.55
3HE14148AA | SAR-Hm Release 16.0 OS Upgrade for the basic suite of functionality. One (1) OS Upgrade is required for each SAR-Hm in the network. See the optional RTUs available for additional advanced features. This SW RTU license is intangible. Nothing physical is shipped. If a paper copy is required, a certificate document may be printed by following the process outlined in document code “SWSC-DEL-L4-10” found at http://libra.app.alcatel-lucent.com/. | 450 | 35% | 292.5
3HE14148AB | 7705 SAR-Hm/Hmc Release 19.x OS Upgrade for the basic suite of functionality. One (1) OS Upgrade is required for each SAR-Hm/Hmc in the network. See the optional RTUs available for additional advanced features. This SW RTU license is intangible. Nothing physical is shipped. If a paper copy is required, a certificate document may be printed by following the process outlined in document code “SWSC-DEL-L4-10” found at http://libra.app.alcatel-lucent.com/. | 450 | 35% | 292.5
3HE14148AC | 7705 SAR-Hm/Hmc Release 20.x OS Upgrade for the basic suite of functionality. One (1) OS Upgrade is required for each SAR-Hm/Hmc in the network. See the optional RTUs available for additional advanced features. This SW RTU license is intangible. Nothing physical is shipped. If a paper copy is required, a certificate document may be printed by following the process outlined in document code “SWSC-DEL-L4-10” found at http://libra.app.alcatel-lucent.com/. | 450 | 35% | 292.5
3HE14160AA | SYS - 7250 IXR-s AC Bundle contains: (1) 3HE13343AA SYS - 7250 IXR-s (1) 3HE13344AA AC Power Supply (s) (6) 3HE13346AA 7250 IXR Fan (s) | 122960 | 35% | 79924
3HE14161AA | SYS - 7250 IXR-s DC Bundle contains: (1) 3HE13343AA SYS - 7250 IXR-s (1) 3HE13345AA DC Power Supply (s) (6) 3HE13346AA 7250 IXR Fan(s) | 122960 | 35% | 79924
3HE14163DA | OS - 7210 SAS-K 3SFP+ 8C ETR, Release 20.X Base OS License / Native and MPLS Ethernet L2 VPNs License. This is a per chassis license valid for release 20.X. It provides the Base OS and includes support for native and MPLS-based Ethernet services (e.g. Layer-2 VPLS and Epipe services). It also includes support for syncE and PTP. It excludes the use IP services (e.g. VPRNs and IES services). It must also be purchased for upgrade to release 20.X. It will shipped on a SD Card. | 600 | 35% | 390
3HE14164AA | RTU - 7210 SAS-K 3SFP+ 8C ETR, IP services License. This is a per chassis license. It is a one-time license to enable IP services on the node. It enables support of IP services (e.g. VPRN, IES and L3 VPNs using BGP 3107). | 400 | 35% | 260
3HE14165AA | RTU - 7210 SAS Y.1564 testhead license. This is a per chassis license. It is a one-time license to use the Y.1564 testhead service test framework capabilities on the node. It is required to use this capability on 7210 SAS-K 2F1C2T (ETR and non-ETR), 7210 SAS-K 2F6C4T (ETR and non-ETR) and 7210 SAS-K 3SFP+8C ETR platforms. | 300 | 35% | 195
3HE14280AA | 7750 SR-1s/2s LVDC chassis accessory kit. (1) CABLE, CONSOLE, DB-9 TO RJ-45 (8) 12-24 COMB.PAN HEAD,PILOT POINT,RACK MNTNG. SCREW (34) NUT 1/4-20 CONICAL KEPS STL ZR (16) CONN,LUG,#4 AWG WIRE, 1/4" BOLT HOLES, .63" SPACING,RIGHT ANGLE (1) LUG, 4 AWG, 45 DEGREE BARREL, 0.25" STUD HOLES ON 0.625 SPACING (1) WRIST STRAP, ELASTIC, 6' COIL CORD (1) 3HE12566AA ACC - SR-s CLEANING TOOL, HONEYCOMB | 2200 | 35% | 1430
3HE14281AA | 7750 SR-1s/2s AC/HVDC chassis accessory kit (1) CABLE, CONSOLE, DB-9 TO RJ-45 (8) 12-24 COMB.PAN HEAD,PILOT POINT,RACK MNTNG. SCREW (2) NUT 1/4-20 CONICAL KEPS STL ZR (1) LUG, 4 AWG, 45 DEGREE BARREL, 0.25" STUD HOLES ON 0.625 SPACING (1) WRIST STRAP, ELASTIC, 6' COIL CORD (1) 3HE12566AA ACC - SR-s CLEANING TOOL, HONEYCOMB | 2200 | 35% | 1430
3HE14282AA | 2x MPO-12 to 12 (8 used) duplex LC breakout, MMF | 2800 | 35% | 1820
3HE14283AA | 2x MPO-12 to 12 (8 used) duplex LC breakout, SMF | 2800 | 35% | 1820
3HE14284AA | 2 MPO24 to 4 MPO12 breakout, MMF | 3800 | 35% | 2470
3HE14287AA | 7750 SR-2s Non-Control Redundant LVDC complete chassis bundle, shipped with all common hardware. Includes: (1) 3HE12340AA - CHAS - 7750 SR-2s chassis + LVDC Power Shelf (3) 3HE12375AB - FAN - 7750 SR-2s Fan Module (3) 3HE11185AA - PSU - LVDC 6kw Power Supply (1) 3HE14034AA - CPM - 7750 SR-2s CPM-2s Important Rules; - Using the 2, 3, or 4-complex XMA-s requires both XCM-2s cards for 100% line-rate traffic on all ports simultaneously. - If using IOM-s-1.5T or IOM-s-3.0T only a single XCM-2s is required for 100% line-rate traffic. Additional items in which will need to be purchased separately are; Impendence Panels in all empty slots (XCM-s, XMA-s, CPM-s)and optional air filter kit. Accessory kit is included and contains power and ground lugs. PSU filler panels are included for empty slots. | 95000 | 35% | 61750
3HE14288AA | 7750 SR-2s Non-Control Redundant AC/HVDC complete chassis bundle, shipped with all common hardware. Includes: (1) 3HE12340BA - CHAS - 7750 SR-2s chassis + AC/HVDC Power Shelf (3) 3HE12375AB - FAN - 7750 SR-2s Fan Module (3) 3HE11183AA - PSU - AC/HVDC 6kw Power Supply (1) 3HE14034AA - CPM - 7750 SR-2s CPM-2s Important Rules; - Using the 2, 3, or 4-complex XMA-s requires both XCM-2s cards for 100% line-rate traffic on all ports simultaneously. - If using IOM-s-1.5T or IOM-s-3.0T only a single XCM-2s is required for 100% line-rate traffic. Additional items in which will need to be purchased separately are; Impendence Panels in all empty slots (XCM-s, XMA-s, CPM-s), Power Cords and optional air filter kit. Accessory kit included. | 95000 | 35% | 61750
3HE14296AA | 7750 SR-s IOM-s (Input/Output Module) 2.4T IOM-s Core Routing, accepts two modular MDA-s, 2x FP4 complex, CR (Core Router) feature set. MDA-s impedance panels needs to be added separately. Core Router (CR) scale feature set (1024 per complex = h/w queues, 1024 per complex = egress policers) This card is based off “3HE14027xA - XMA - IOM-s - SR-s IOM-s 3.0T” Software scale upgradeable to ER or HE feature set. Hardware performance upgradeable to 3.0T. | 800000 | 35% | 520000
3HE14296BA | 7750 SR-s IOM-s (Input/Output Module) 2.4T IOM-s Edge Routing, accepts two modular MDA-s, 2x FP4 complex, ER (Edge Router) feature set. MDA-s impedance panels needs to be added separately. Edge Rourter (ER) scale feature set (16 384 per complex = h/w queues, 16 384 per complex = egress policers) This card is based off “3HE14027xA - XMA - IOM-s - SR-s IOM-s 3.0T” Software scale upgradeable to ER or HE feature set. Hardware performance upgradeable to 3.0T. | 960000 | 35% | 624000
3HE14296CA | 7750 SR-s IOM-s (Input/Output Module) 2.4T IOM-s High-Scale Edge Routing, accepts two modular MDA-s, 2x FP4 complex, HE (High-Scale Edge) feature set. MDA-s impedance panels needs to be added separately. High-Scale Edge (HE) scale feature set (no restrict hardware queues or egress policers) This card is based off “3HE14027xA - XMA - IOM-s - SR-s IOM-s 3.0T” Full High-Scale Edge feature set Hardware performance upgradeable to 3.0T. | 1120000 | 35% | 728000
3HE14297AA | UPG - IOM-s 1.6T CR to 2.4T CR | 333333.3333 | 35% | 216666.6667
3HE14298AA | UPG - IOM-s 1.6T ER to 2.4T ER | 400000 | 35% | 260000
3HE14299AA | UPG - IOM-s 1.6T HE to 2.4T HE | 466666.6667 | 35% | 303333.3333
3HE14300AA | UPG - IOM-s 1.6T CR to 1.6T ER | 133333.3333 | 35% | 86666.6667
3HE14301AA | UPG - IOM-s 1.6T ER to 1.6T HE | 133333.3333 | 35% | 86666.6667
3HE14303AA | UPG - IOM-s 2.4T CR to 2.4T ER | 200000 | 35% | 130000
3HE14305AA | UPG - IOM-s 2.4T CR to 3.0T CR | 231250 | 35% | 150312.5
3HE14306AA | UPG - IOM-s 2.4T ER to 2.4T HE | 200000 | 35% | 130000
3HE14307AA | UPG - IOM-s 2.4T ER to 3.0T ER | 281250 | 35% | 182812.5
3HE14308AA | UPG - IOM-s 2.4T HE to 3.0T HE | 331250 | 35% | 215312.5
3HE14309AA | UPG - IOM-s 3.0T CR to 3.0T ER | 250000 | 35% | 162500
3HE14310AA | UPG - IOM-s 3.0T ER to 3.0T HE | 220000 | 35% | 143000
3HE14341AA | ACC-7210SAS-Sx 10/100 19”Rear Rack Mount | 275 | 35% | 178.75
3HE14343AA | 2-port 10G SFP+ Module for Nuage 7850 Network Services Gateway-X (NSG-X). Optical SFP+ transceivers must be purchased separately. Note: Compatible only with NSG-X appliance and not compatible with NSG-X600 Series appliances. | 795 | 35% | 516.75
3HE14344AA | 4-port 1G SFP Module for Nuage 7850 Network Services Gateway-X (NSG-X). Optical SFP transceivers must be purchased separately. Note: Compatible only with NSG-X appliance and not compatible with NSG-X600 Series appliances. | 495 | 35% | 321.75
3HE14345AA | 4-port 1000BASE-T Module for Nuage 7850 Network Services Gateway-X (NSG-X). Note: Compatible only with NSG-X appliance and not compatible with NSG-X600 Series appliances. | 695 | 35% | 451.75
3HE14519AA | Rack mounted panel perforated to allow airflow through it, typically used as part of slide mounting the unit in a rack | 55 | 35% | 35.75
3HE14583CA | OS - 7210 SAS-Mxp, Release 20.X Base OS License, Satellite Mode. This is a per chassis license for release 20.X. It allows for operating the chassis in satellite mode. It is required to operate 7210 SAS-Mxp ETR and non-ETR chassis, in satellite mode. It excludes the use standalone mode of operation. It must also be purchase for upgrade to release 20.X. Includes one (1) programmed 2GB Compact Flash cards with the Operating Software. | 500 | 35% | 325
3HE14630AA | 7250 IXR Release 19.x Operating Software License. Notes: One (1) Operating Software License is required for each IXR-e Big (2p 100G, 8p 25G, 24p 10G) in the network. Includes OS programed on SD card(s) | 3000 | 35% | 1950
3HE14630BA | 7250 IXR Medium variants Release 19.x Operating Software License with ZTP enabled. Notes: One (1) Operating Software License is required for each IXR-e (2p 100G, 8p 25G, 24p 10G including GNSS variants) in the network. Includes programmed media with the Operating Software. | 3500 | 35% | 2275
3HE14631AA | 7250 IXR Release 19.x Operating Software License. Notes: One (1) Operating Software License is required for each IXR-e Small (14p 10G, 4p Tx) in the network. Includes OS programed on SD card(s) | 1000 | 35% | 650
3HE14631BA | 7250 IXR Small variants Release 19.x Operating Software License with ZTP enabled. Notes: One (1) Operating Software License is required for each IXR-e (14p 10G, 4p Tx including GNSS variants) in the network. Includes programmed media with the Operating Software. | 1500 | 35% | 975
3HE14648AA | 7750 SR-1s system, 2x FP4 complex, performance restricted to 2.4T FD, port restricted to 24-connectors Universal QSFP28. Core Router (CR) scale feature set (1024 per complex = h/w queues, 1024 per complex = egress policers) This 7750 SR-1s is based off “3HE13800xA - SYS-SR-1s 2.4T 36pt QSFP28 to 3.6T DC” licensed to 2.4T throughput and 24-connectors hard license enabled. Software scale upgradeable to ER or HE feature set. Hardware performance upgradeable from 2.4T to 3.6T intelligent fan-in/fan-out. | 785000 | 35% | 510250
3HE14648BA | 7750 SR-1s system, 2x FP4 complex, performance restricted to 2.4T FD, port restricted to 24-connectors Universal QSFP28. Edge Rourter (ER) scale feature set (16 384 per complex = h/w queues, 16 384 per complex = egress policers) This card is based off “3HE13800xA - SYS-SR-1s 2.4T 36pt QSFP28 to 3.6T DC” licensed to 2.4T throughput and 24-connectors hard license enabled. Software scale upgradeable to HE feature set. Hardware performance upgradeable from 2.4T to 3.6T intelligent fan-in/fan-out. | 945000 | 35% | 614250
3HE14648CA | 7750 SR-1s system, 2x FP4 complex, performance restricted to 2.4T FD, port restricted to 24-connectors Universal QSFP28. High-Scale Edge (HE) scale feature set (no restrict hardware queues or egress policers) This 7750 SR-1s is based off “3HE13800xA - SYS-SR-1s 2.4T 36pt QSFP28 to 3.6T DC” licensed to 2.4T throughput and 24-connectors hard license enabled. Full High-Scale Edge feature set. Hardware performance upgradeable from 2.4T to 3.6T intelligent fan-in/fan-out. | 1105000 | 35% | 718250
3HE14649AA | 1-port 10GBase Small Form-Factor Pluggable (SFP+) eZR Optic Module, 1550nm, up to 110km, LC Connector, Digital Diagnostic Monitor (DDM), RoHS 6/6 compliant, 0/70C | 20995 | 35% | 13646.75
3HE14657AA | ACC – 7750 SR-2s spare air filters qty 10 | 2500 | 35% | 1625
3HE14658AA | 7750 SR-1s Air Filter mounting Hardware kit. Ships with one filter media. The Filter kit is highly recommend for every installation and therefore, should be order with each system | 7500 | 35% | 4875
3HE14659AA | ACC – 7750 SR-1s spare air filters qty 10 | 2000 | 35% | 1300
3HE14782AA | 7250 IXR-e 24xSFP+/SFP + 8xSFP28/SFP+ + 2xQSFP28 (IXR-e Big). Supports redundant removable power supplies and removable fan filter. Ships with one fan filter installed. PSUs, software licenses and other accessories sold separately. | 28600 | 35% | 18590
3HE14783AA | 7250 IXR-e 14xSFP+/SFP + 4xRJ45 (IXR-e Small). Supports redundant removable power supplies and removable fan filter. Ships with one fan filter installed. PSUs, software licenses and other accessories sold separately. | 21900 | 35% | 14235
3HE14784AA | PS - 7250 IXR-e AC Fits both IXR-e Models | 1100 | 35% | 715
3HE14785AA | PS - 7250 IXR-e 20-60V DC Fits both IXR-e platforms | 1320 | 35% | 858
3HE14796AA | SYS - 7210 SAS-Dxp 2SFP+ 4F 6T AC | 2074 | 35% | 1348.1
3HE14797AA | SYS - 7210 SAS-Dxp 2SFP+ 4F 6T DC -48V | 2213 | 35% | 1438.45
3HE14798AA | SYS - 7210 SAS-Dxp 2SFP+ 4F 6T ETR AC For redundant Power Supply see 3HE10964 & 3HE10965 | 2768 | 35% | 1799.2
3HE14799AA | SYS - 7210 SAS-Dxp 2SFP+ 4F 6T ETR DC -48V For redundant Power Supply see 3HE10964 & 3HE10965 | 2835 | 35% | 1842.75
3HE14816AA | QSFP28 - SFP28/SFP+ Adapter, 0/70C 7750/7950 - QSFP28 - SFP28/SFP+ Adapter will only support 10GE SFP+ in the FP4 based cards, 25GE SFP28 will not be supported. 7250 - QSFP28 - SFP28/SFP+ Adapter will only support 25G SFP28 in the QSFP28 base cards, 10GE SFP+ will not be supported. | 550 | 35% | 357.5
3HE14833AA | SFP – GNSS SFP – support GPS G.8275.1 full timing support with Ethernet encapsulation. GPS receiver and grandmaster. | 5000 | 35% | 3250
3HE14834AA | 1-port 25GBASE-SR Small Form-Factor Pluggable+ (SFP28) Optics Module, Multi-Mode Fiber (MMF), 100m, 850nm, LC Connector, Digital Diagnostic Monitor (DDM), RoHS 6/6 compliant, Extended Temperature -40/85C | 1250 | 35% | 812.5
3HE14835AA | 1-port 25GBASE-LR Small Form-Factor Pluggable+ (SFP28) Optics Module, Single Mode Fiber (SMF), 10km, 1310 nm, LC Connector, Digital Diagnostic Monitor (DDM), RoHS 6/6 compliant, Extended Temperature -40/85C | 2500 | 35% | 1625
3HE14888AA | 7750 SR 8-ports 10/25GE MDA-e supports MACsec on all ports. Accepts eight (8) SFP+/SFP28 10Gbase or 25Gbase Optic Modules. | 220000 | 35% | 143000
3HE14984AA | RTU - Right to Use - 1GE MACSEC (1 License per MACsec enabled port) | 2000 | 35% | 1300
3HE14986AA | RTU - Right to Use - 10GE MACSEC (1 License per MACsec enabled port)) | 5000 | 35% | 3250
3HE14987AA | RTU - Right to Use - 25GE MACSEC (1 License per MACsec enabled port)) | 7500 | 35% | 4875
3HE14988AA | RTU - Right to Use - 100GE MACSEC (1 License per MACsec enabled port)) | 10000 | 35% | 6500
3HE14989AA | Nuage 7850 Network Services Gateway – E207. AC powered with 2 dual-PHY ports supporting 10/100/1000BASE-X or 10/100/1000BASE-T, 4 LAN 10/100/1000BASE-T ports, integrated 802.11ac WiFi access point, integrated ITU Region 3 (APAC) LTE uplink with dual SIM, USB, and RJ-45 console. Included in bundle is qty=1 3HE11925AA AC power supply. One C13 power cord must be purchased separately . Only to be sold in conjunction with Nuage Virtualized Network Services (VNS) software. | 2395 | 35% | 1556.75
3HE15005AA | Nuage SD-WAN Portal - Standalone Annual RTU Subscription which includes • L2/L3 Domains + branch management license • Traffic reports suite with dashboard widget • Application Discovery Reports with Dashboard widget • Network Performance Report • Application Aware control, Application SLA Violation Report with Dashboard widget • Organization/Customers Management • 100 active users support per Cluster Node (No enforcement) Note: This requires minimum Nuage VSD (Standalone) license as a pre-requisite | 15998 | 35% | 10398.7
3HE15006AA | Nuage SD-WAN Portal - Cluster Annual RTU Subscription - This is not an add on license, it includes Standalone yearly subscription as well - This requires Nuage VSD HA cluster as a pre-requisite | 27998 | 35% | 18198.7
3HE15007BA | This is a bundle of Nuage VSD - Standalone (Annual RTU Subscription) + Nuage SD-WAN Portal - Annual RTU Subscription. This is not an add-on | 31998 | 35% | 20798.7
3HE15008BA | This is a bundle of Nuage VSD - HA Cluster (Annual RTU Subscription) + Nuage SD-WAN Portal - HA Cluster (Annual RTU Subscription). This is not an add-on | 67998 | 35% | 44198.7
3HE15009AA | This is a per branch RTU annual subscription to cover Nuage SD-WAN Portal platform functionality across branches (CPEs). Note: This requires minimum Nuage VSD (Standalone) license as a pre-requisite. | 60 | 35% | 39
3HE15010AA | • Allow SP to create special customers which can act as reseller/wholesaler • Reseller users can manage their end customer organizations independent of other resellers or direct customers • Reseller can manage access control for its end customer as they like to • Reseller end customers will have the exact same user experience as regular end customers • Reseller can setup their color branding and logo for their customers • Reseller or their end customers can setup their language of preference independent of other resellers or end customers This requires minimum Nuage SD-WAN (Standalone) annual subscription as a pre-requisite. | 23998 | 35% | 15598.7
3HE15011AA | Authentication through single sign on using SAML 2.0 Users and roles mappings to portal permissions This requires minimum Nuage SD-WAN (Standalone) yearly subscription as a pre-requisite. | 13398 | 35% | 8708.7
3HE15012AA | Billing events tracking and ability to access the billing data via API using REST interface This requires minimum Nuage SD-WAN (Standalone) yearly subscription as a pre-requisite. | 19798 | 35% | 12868.7
3HE15022AA | Nuage Virtualized Network Services (VNS) Network Services Gateway (NSG) Web Filtering Right-To-Use 100Mbps | 165 | 35% | 107.25
3HE15023AA | Nuage Virtualized Network Services (VNS) Network Services Gateway (NSG) Web Filtering Right-To-Use 200Mbps | 255 | 35% | 165.75
3HE15024AA | Nuage Virtualized Network Services (VNS) Network Services Gateway (NSG) Web Filtering Right-To-Use 500Mbps | 420 | 35% | 273
3HE15025AA | Nuage Virtualized Network Services (VNS) Network Services Gateway (NSG) Web Filtering RTU License 1Gbps | 825 | 35% | 536.25
3HE15026AA | Nuage Virtualized Network Services (VNS) Network Services Gateway (NSG) Web Filtering RTU License 2Gbps | 2475 | 35% | 1608.75
3HE15027AA | Nuage Virtualized Network Services (VNS) Network Services Gateway (NSG) Web Filtering RTU License 10Gbps | 2970 | 35% | 1930.5
3HE15028AA | Nuage Virtualized Network Services (VNS) Network Services Gateway (NSG) Web Filtering Annual Right-To-Use 100Mbps | 67 | 35% | 43.55
3HE15029AA | Nuage Virtualized Network Services (VNS) Network Services Gateway (NSG) Web Filtering Annual Right-To-Use 200Mbps | 104 | 35% | 67.6
3HE15030AA | Nuage Virtualized Network Services (VNS) Network Services Gateway (NSG) Web Filtering Annual Right-To-Use 500Mbps | 171 | 35% | 111.15
3HE15031AA | Nuage Virtualized Network Services (VNS) Network Services Gateway (NSG) Web Filtering Annual RTU License 1Gbps | 336 | 35% | 218.4
3HE15032AA | Nuage Virtualized Network Services (VNS) Network Services Gateway (NSG) Web Filtering Annual RTU License 2Gbps | 1008 | 35% | 655.2
3HE15033AA | Nuage Virtualized Network Services (VNS) Network Services Gateway (NSG) Web Filtering Annual RTU License 10Gbps | 1209 | 35% | 785.85
3HE15151AA | 7750 SR 16-ports 10/25GGBASE MACsec + 2-ports 10/40/100GBase MDA-e-XP. Accepts sixteen (16) 10/25GBase Optic Module SFP+/SFP28 + two (2) 10/40/100GBase QSFP+/QSFP28 pluggable optics. | 120000 | 35% | 78000
3HE15152AA | 7750 SR 6-ports 10/40/100/400GBASE QSFP-DD MDA-e-XP. Accepts six (6) 10/40/100/400GBase Optic Mod7750 SR 6-ports 10/40/100/400GBASE QSFP-DD MDA-e-XP, designed to maximize 4x100G breakout, 400G interfaces can be used with iFIFO. If 1x400G line-rate is required use the 3HE15764AA - MDA-e-XP 7750 SR 3pt QSFP-DD for 400G interfaces . Accepts six (6) 100G, 2x100G, 4x10, 1x40G and 10x10GBase Optic Module QSFP+/QSFP28/QSFP28-DD/QSFP56-DD. ule QSFP+/QSFP28/QSFP28-DD/QSFP56-DD. | 168000 | 35% | 109200
3HE15182AA | 7750 SR IOM5-e, 1x FP4 complex, performance restricted to 800G FD non-redundant, accepts two (2) MDA-e-XP. Core Router (CR) scale feature set (1024 per complex = h/w queues, 1024 per complex = egress policers) This card is based off “3HE12332xA - IOM - 7750 SR IOM5-e” licensed to 800G throughput. Software scale upgradeable to ER or HE feature set. Hardware performance upgradeable from 800G to 1.5T 7750 SR-7/12-B - licensed to 800G non-redundant throughput up to 1.5T intelligent fan-in/fan-out. 12pt 100G QSFP28 MDA-e-XP is not supported 7750 SR-12e - licensed to 800G redundant throught up to 2.4T intelligent fan-in/fan-out, no MDA-e-XP restrictions | 400000 | 35% | 260000
3HE15182BA | 7750 SR IOM5-e, 1x FP4 complex, performance restricted to 800G FD non-redundant, accepts two (2) MDA-e-XP. Edge Router (ER) scale feature set (16 384 per complex = h/w queues, 16 384 per complex = egress policers) This card is based off “3HE12332xA - IOM - 7750 SR IOM5-e” licensed to 400G throughput. Software scale upgradeable to HE feature set. Hardware performance upgradeable from 800G to 1.5T 7750 SR-7/12-B - licensed to 800G non-redundant throughput up to 1.5T intelligent fan-in/fan-out. 12pt 100G QSFP28 MDA-e-XP is not supported 7750 SR-12e - licensed to 800G redundant throughput up to 2.4T intelligent fan-in/fan-out, no MDA-e-XP restrictions | 466666.6667 | 35% | 303333.3333
3HE15182CA | 7750 SR IOM5-e, 1x FP4 complex, performance restricted to 800G FD non-redundant, accepts two (2) MDA-e-XP. High-Scale Edge (ER) no restrictions on h/w queues or egress policers This card is based off “3HE12332xA - IOM - 7750 SR IOM5-e” licensed to 800G throughput. Full High-Scale Edge feature set Hardware performance upgradeable from 800G to 1.5T 7750 SR-7/12-B - licensed to 800G non-redundant throughput up to 1.5T intelligent fan-in/fan-out. 12pt 100G QSFP28 MDA-e-XP is not supported 7750 SR-12e - licensed to 800G redundant throughput up to 2.4T intelligent fan-in/fan-out, no MDA-e-XP restrictions | 533333.3333 | 35% | 346666.6667
3HE15197AA | Perpetual RTU license for a proxy/load balancer which can be used for proxy function between NSGs and Nuage VSD and proxy/load balancer function between external/internal users and Nuage VSD, Elastic Search and SD-WAN Portal | 39995 | 35% | 25996.75
3HE15198AA | Perpetual RTU license for the Nuage Notification App function which includes - Email notifictaion functionality for 1 factor or 2 factor NSG authentication - SMS notifictaion for 2 factor authentication for NSG authentication. This module includes integration with 3rd Party Twilio server (Twilio account not included) or using SMPP to integrate SMPP compatble SMS gateway Note: This requires minimum Nuage VSD (Standalone) license as a pre-requisite | 24995 | 35% | 16246.75
3HE15199AA | Perpetual RTU add-on license for Utility Host- Proxy-LB RTU or Utility Host - Notification App for high available support Note: This requires minimum Utility Host- Proxy-LB RTU or Utility Host - Notification App for high available support | 4995 | 35% | 3246.75
3HE15200AA | Annual RTU license for a proxy/load balancer which can be used for proxy function between NSGs and Nuage VSD and proxy/load balancer function between external/internal users and Nuage VSD, Elastic Search and SD-WAN Portal | 15998 | 35% | 10398.7
3HE15201AA | Annual RTU license for the Nuage Notification App function which includes - Email notification functionality for 1 factor or 2 factor NSG authentication - SMS notification for 2 factor authentication for NSG authentication. This module includes integration with 3rd Party Twilio server (Twilio account not included) or using SMPP to integrate SMPP compatible SMS gateway Note: This requires minimum Nuage VSD (Standalone) license as a pre-requisite | 9998 | 35% | 6498.7
3HE15202AA | Annual RTU add-on license for Utility Host- Proxy-LB RTU or Utility Host - Notification App for high available support Note: This requires minimum Utility Host- Proxy-LB RTU or Utility Host - Notification App for high available support | 1998 | 35% | 1298.7
3HE15211AA | 1-port 400GBase SR8 100m QSFP56-DD Optics Module, 100m, MPO Connector, RoHS 6/6 compliant, Digital Diagnostic Monitor (DDM) | 17500 | 35% | 11375
3HE15212AA | 1-port 400GBase LR8 10km QSFP56-DD Optics Module, 10km, LC Connector, RoHS 6/6 compliant, Digital Diagnostic Monitor (DDM) | 85000 | 35% | 55250
3HE15216AA | Release 19.x Operating Software License with support for base features and scaling. One (1) Operating Software License is required for each node in the network. Includes two (2) programmed 4GB Compact Flash cards with the Operating Software. SR-OS License for the following Platforms; 7750 SR-a4/a8 7750 SR-1e/2e/3e 7750 SR-1/7/12/12e 7750 SR-1s/2s/7s/14s 7950 XRS-16c/20/20e/40 Additional functionality and scale are available via additional licenses. | 10000 | 35% | 6500
3HE15217AA | Release 19.x ZTP - Zero Touch Provisioning - Operating Software License with support for base features and scaling. One (1) Operating Software License is required for each node in the network. Includes two (2) programmed 4GB Compact Flash cards with the Operating Software. SR-OS License for the following Platforms; 7750 SR-1e 7750 SR-1 7750 SR-1s/2s/7s/14s Additional functionality and scale are available via additional licenses. | 11000 | 35% | 7150
3HE15219AA | AC Power cable with SAF-D-GRID 300 (Key C) T Latch to NEMA L6-30P 10 AWG, 3m length for NA | 700 | 35% | 455
3HE15222AA | Upgrade from IOM5-e 400G CR (Core Router) to IOM5-e 800G CR (Core Router) Installation requires the use of Centralized License Manager (CLM) - 3HE14159AA CLM is a license management tool for selected ION products. It enables license pool management, license pool capacity reservation & network function entitlement management (for SROS). | 100000 | 35% | 65000
3HE15223AA | Upgrade from IOM5-e 400G ER (Edge Router) to IOM5-e 800G ER (Edge Router) Installation requires the use of Centralized License Manager (CLM) - 3HE14159AA CLM is a license management tool for selected ION products. It enables license pool management, license pool capacity reservation & network function entitlement management (for SROS). | 116666.6667 | 35% | 75833.3333
3HE15224AA | Upgrade from IOM5-e 400G HE (High-Scale Edge) to IOM5-e 800G HE (High-Scale Edge) Installation requires the use of Centralized License Manager (CLM) - 3HE14159AA CLM is a license management tool for selected ION products. It enables license pool management, license pool capacity reservation & network function entitlement management (for SROS). | 133333.3333 | 35% | 86666.6667
3HE15225AA | Upgrade from IOM5-e 800G CR (Core Router) to IOM5-e 800G ER (Edge Router) Installation requires the use of Centralized License Manager (CLM) - 3HE14159AA CLM is a license management tool for selected ION products. It enables license pool management, license pool capacity reservation & network function entitlement management (for SROS). | 83333.3333 | 35% | 54166.6667
3HE15226AA | Upgrade from IOM5-e 800G ER (Edge Router) to IOM5-e 800G HE (High-Scale Edge) Installation requires the use of Centralized License Manager (CLM) - 3HE14159AA CLM is a license management tool for selected ION products. It enables license pool management, license pool capacity reservation & network function entitlement management (for SROS). | 83333.3333 | 35% | 54166.6667
3HE15227AA | Upgrade from IOM5-e 800G CR (Core Router) to IOM5-e 1.5T CR (Core Router) Installation requires the use of Centralized License Manager (CLM) - 3HE14159AA CLM is a license management tool for selected ION products. It enables license pool management, license pool capacity reservation & network function entitlement management (for SROS). | 100000 | 35% | 65000
3HE15228AA | Upgrade from IOM5-e 800G ER (Edge Router) to IOM5-e 1.5T ER (Edge Router) Installation requires the use of Centralized License Manager (CLM) - 3HE14159AA CLM is a license management tool for selected ION products. It enables license pool management, license pool capacity reservation & network function entitlement management (for SROS). | 116666.6667 | 35% | 75833.3333
3HE15229AA | Upgrade from IOM5-e 800G HE (High-Scale Edge) to IOM5-e 1.5T HE (High-Scale Edge) Installation requires the use of Centralized License Manager (CLM) - 3HE14159AA CLM is a license management tool for selected ION products. It enables license pool management, license pool capacity reservation & network function entitlement management (for SROS). | 133333.3333 | 35% | 86666.6667
3HE15260AA | Upgrade license from 600Gbps 6 port QSFP28 XMA-s -CR to 600Gbps 6 port QSFP28 XMA-s - ER Installation requires the use of Centralized License Manager (CLM) - 3HE14159AA CLM is a license management tool for selected ION products. It enables license pool management, license pool capacity reservation & network function entitlement management (for SROS). | 50000 | 35% | 32500
3HE15261AA | Upgrade license from 600Gbps 6 port QSFP28 XMA-s - ER (Edge Router) to 600Gbps 6 port QSFP28 XMA-s - HE (High-Scale Edge Router) Installation requires the use of Centralized License Manager (CLM) - 3HE14159AA CLM is a license management tool for selected ION products. It enables license pool management, license pool capacity reservation & network function entitlement management (for SROS). | 100000 | 35% | 65000
3HE15262AA | Upgrade license from 600Gbps 6 port QSFP28 XMAs -CR (Core Router) to 1.2Tbps 12 port QSFP28 XMA-s - CR (Core Router) Installation requires the use of Centralized License Manager (CLM) - 3HE14159AA CLM is a license management tool for selected ION products. It enables license pool management, license pool capacity reservation & network function entitlement management (for SROS). | 250000 | 35% | 162500
3HE15263AA | Upgrade license from 600Gbps 6 port QSFP28 XMAs -ER (Edge Router) to 1.2Tbps 12 port QSFP28 XMA-s - ER (Edge Router) Installation requires the use of Centralized License Manager (CLM) - 3HE14159AA CLM is a license management tool for selected ION products. It enables license pool management, license pool capacity reservation & network function entitlement management (for SROS). | 300000 | 35% | 195000
3HE15264AA | Upgrade license from 600Gbps 6 port QSFP28 XMAs -HE (High-Scale Edge Router) to 1.2Tbps 12 port QSFP28 XMA-s - HE (High-Scale Edge Router) Installation requires the use of Centralized License Manager (CLM) - 3HE14159AA CLM is a license management tool for selected ION products. It enables license pool management, license pool capacity reservation & network function entitlement management (for SROS). | 350000 | 35% | 227500
3HE15265AA | Upgrade license from 1.2Tbps 12 port QSFP28 XMA-s - CR (Core Router) to 1.2Tbps 12 port QSFP28 XMA-s - ER (Edge Router) Installation requires the use of Centralized License Manager (CLM) - 3HE14159AA CLM is a license management tool for selected ION products. It enables license pool management, license pool capacity reservation & network function entitlement management (for SROS). | 100000 | 35% | 65000
3HE15266AA | Upgrade license from 1.2Tbps 12 port QSFP28 XMA-s - ER (Edge Router) to 1.2Tbps 12 port QSFP28 XMA-s - HE (High-Scale Edge Router) Installation requires the use of Centralized License Manager (CLM) - 3HE14159AA CLM is a license management tool for selected ION products. It enables license pool management, license pool capacity reservation & network function entitlement management (for SROS). | 100000 | 35% | 65000
3HE15267AA | Upgrade license to enable aggregation mode up to 1.8T / 18 ports QSFP28 XMA-s (applies to CR, ER, HE variants) Installation requires the use of Centralized License Manager (CLM) - 3HE14159AA CLM is a license management tool for selected ION products. It enables license pool management, license pool capacity reservation & network function entitlement management (for SROS). | 200000 | 35% | 130000
3HE15271AA | 1-port 400GBase DR4 or 4-port 100GBase QSFP56-DD Optics Module, 500m, MPO12 Connector, RoHS 6/6 compliant, Digital Diagnostic Monitor (DDM) | 22000 | 35% | 14300
3HE15272AA | 1-port 400GBase FR4 2km QSFP56-DD Optics Module, 2km, LC Connector, RoHS 6/6 compliant, Digital Diagnostic Monitor (DDM) | 64000 | 35% | 41600
3HE15274AA | 4-port 100GBase QSFP56-DD Optics Module, 2km, MPO12 Connector, RoHS 6/6 compliant, Digital Diagnostic Monitor (DDM) | 64000 | 35% | 41600
3HE15276AA | 1-port 100GBase DR Single Lambda QSFP28 Optics Module, 500m, LC Connector, RoHS 6/6 compliant, Digital Diagnostic Monitor (DDM), 0/70C | 7500 | 35% | 4875
3HE15277AA | 1-port 100GBase FR Single Lambda QSFP28 Optics Module, 2km, LC Connector, RoHS 6/6 compliant, Digital Diagnostic Monitor (DDM), 0/70C | 16000 | 35% | 10400
3HE15291AA | 7250 IXR-6/10 Release 19.x Operating Software License. Notes: One (1) Operating Software License is required for each IXR-6/10 in the network. Includes OS programed on SD card(s) | 10000 | 35% | 6500
3HE15291BA | 7250 IXR Large variants Release 19.x Operating Software License with ZTP enabled. Notes: One (1) Operating Software License is required for each IXR-6/10/R6/s in the network. Includes programmed media with the Operating Software. | 11500 | 35% | 7475
3HE15292AA | 7250 IXR-R6 Release 19.x Operating Software License. Notes: One (1) Operating Software License is required for each IXR-R6 in the network. Includes OS programed on SD card(s) | 10000 | 35% | 6500
3HE15293AA | 7250 IXR-S Release 19.x Operating Software License. Notes: One (1) Operating Software License is required for each IXR-s in the network. Includes OS programed on SD card(s) | 10000 | 35% | 6500
3HE15294AA | 7250 IXR-6/10 Release 19.x Operating Software Upgrade License. Previous OS license is required for the upgrade. Notes: One (1) Operating Software License is required for each IXR-6/10 in the network. See the optional RTUs available for additional advanced features. This SW RTU license is intangible. Nothing physical is shipped. If a paper copy is required, a certificate document may be printed by following the process outlined in document code “SWSC-DEL-L4-10” found at http://libra.app.alcatel-lucent.com/. | 9500 | 35% | 6175
3HE15295AA | 7250 IXR-R6 Release 19.x Operating Software Upgrade License. Previous OS license is required for the upgrade. Notes: One (1) Operating Software License is required for each IXR-R6 in the network. | 9500 | 35% | 6175
3HE15296AA | 7250 IXR-s Release 19.x Operating Software Upgrade License. Previous OS license is required for the upgrade. Notes: One (1) Operating Software License is required for each IXR-s in the network. | 9500 | 35% | 6175
3HE15298AA | RTU MG-AA Web Content Ctl 10k Subs. Enables integrated web content categorization filtering using related ION Web Categorization filtering Services. Requires ordering of AA RTU as a pre-requisite. One of these RTUs is required for every increment of 10,000 subscribers. Multiple instances may be applied to a single MG to allow the desired scale. | 30000 | 35% | 19500
3HE15299AA | RTU MG-AA Flow Attributes 10k Subs. Enables flow attributes. Requires ordering of AA RTU as a pre-requisite. One of these RTUs is required for every increment of 10,000 subscribers. Multiple instances may be applied to a single MG to allow the desired scale. | 4000 | 35% | 2600
3HE15300AA | SROS URL Filter Res 10k Subs - Right to Use required for Application Assurance integrated web content categorization filtering for residential ESM or transit-AA subscribers, using related ION Web Categorization Services. One of these RTUs is required for URL filtering for every increment of 10,000 subscribers. Multiple instances may be applied to allow the desired scale. Per Network license. | 30000 | 35% | 19500
3HE15301AA | SROS URL Filter Wifi 10k Subs - Right to Use required for Application Assurance integrated web content categorization filtering for residential wifi ESM or DSM subscribers, using related ION Web Categorization Services. One of these RTUs is required for URL filtering for every increment of 10,000 subscribers. Multiple instances may be applied to allow the desired scale. Per Network license. | 30000 | 35% | 19500
3HE15302AA | SROS Flow Attributes 10 Gbps. Right to Use required to enable flow attributes for up to 10Gb/s. Requires ordering of AA ID as pre-requisite. One of these ASLs is required for every increment of 10Gbps. Multiple instances may be applied to a single system to allow the desired scale. | 40000 | 35% | 26000
3HE15303AA | ASL VSR-AA Web Content Ctl Wifi 10k Subs for a duration of 5 years (60 months) validity. Application Software License to enables integrated web content filtering, instead of ICAP use. Requires ordering of AA ID and Control ASL as pre-requisite. One of these ASLs is required for every increment of 10,000 subscribers. Multiple instances may be applied to allow the desired scale. | 30000 | 35% | 19500
3HE15304AA | ASL VSR-AA Flow Attributes Res 10k Subs. Application Software License required for flow attributes for residential subscribers. Requires ordering of AA ID and Control ASL as pre-requisite. One of these ASLs is required for every increment of 10,000 subscribers. Multiple instances may be applied to a single system to allow the desired scale. | 40000 | 35% | 26000
3HE15305AA | ASL VSR-AA Web Content Ctl Wifi 10k Subs. Application Software License to enables integrated web content categorization filtering, using related ION Web Categorization Services. Requires ordering of AA ID and Control ASL as pre-requisite. One of these ASLs is required for every increment of 10,000 subscribers. Multiple instances may be applied to allow the desired scale. | 30000 | 35% | 19500
3HE15306AA | ASL VSR-AA Flow Attributes Wifi 10k Subs. Enables flow attributes for Wifi ESM or DSM subscribers. Requires ordering of AA ID and Control ASL as pre-requisite. One of these ASLs is required for every increment of 10,000 subscribers. Multiple instances may be applied to allow the desired scale. | 10000 | 35% | 6500
3HE15343AA | Nuage 7850 Network Services Gateway – C600. AC powered with 4 10/100/1000BASE-T ports, 2x USB, and RJ-45 console. Included in bundle is qty=1 AC power supply. One C13 power cord must be purchased separately. Only to be sold in conjunction with Nuage Virtualized Network Services (VNS) software. | 795 | 35% | 516.75
3HE15344AA | Nuage 7850 Network Services Gateway – C601. AC powered with 4 10/100/1000BASE-T ports, integrated 802.11ac WiFi access point, integrated region 0 (global) LTE uplink, 2x USB, and RJ-45 console. Included in bundle is qty=1 AC power supply. One C13 power cord must be purchased separately. Only to be sold in conjunction with Nuage Virtualized Network Services (VNS) software. | 995 | 35% | 646.75
3HE15377AA | 1-port 25GBASE-ER Small Form-Factor Pluggable+ (SFP28) Optics Module, Single Mode Fiber (SMF), 40km, 1295 to 1310 nm, LC Connector, Digital Diagnostic Monitor (DDM), RoHS 6/6 compliant, Extended Temperature -40/85C | 8500 | 35% | 5525
3HE15378AA | 1-port 25GBASE-BX10-U (Up-Stream) Bi-Directional (BiDi) Small Form-Factor Pluggable (SFP28) Optics Module, Single Mode Fiber (SMF), 10km, TX:1330 nm, RX: 1270 nm, LC Connector, Digital Diagnostic Monitor (DDM), RoHS 6/6 compliant, Extended Temperature -40/85C | 2750 | 35% | 1787.5
3HE15378AB | 1-port 25GBASE-BX10-D (Down-Stream) Bi-Directional (BiDi) Small Form-Factor Pluggable (SFP28) Optics Module, Single Mode Fiber (SMF), 10km, TX: 1270 nm, RX: 1330 nm, LC Connector, Digital Diagnostic Monitor (DDM), RoHS 6/6 Compliant, Extended Temperature -40/85C | 2750 | 35% | 1787.5
3HE15379AA | 1-port 25GBASE-BX20-U (Up-Stream) Bi-Directional (BiDi) Small Form-Factor Pluggable (SFP28) Optics Module, Single Mode Fiber (SMF), 20km, TX:1330 nm, RX: 1270 nm, LC Connector, Digital Diagnostic Monitor (DDM), RoHS 6/6 compliant, Extended Temperature -40/85C | 3250 | 35% | 2112.5
3HE15379AB | 1-port 25GBASE-BX20-D (Down-Stream) Bi-Directional (BiDi) Small Form-Factor Pluggable (SFP28) Optics Module, Single Mode Fiber (SMF), 20km, TX: 1270 nm, RX: 1330 nm, LC Connector, Digital Diagnostic Monitor (DDM), RoHS 6/6 Compliant, Extended Temperature -40/85C | 3250 | 35% | 2112.5
3HE15380AA | 1-port 25GBASE-BX40-U (Up-Stream) Bi-Directional (BiDi) Small Form-Factor Pluggable (SFP28) Optics Module, Single Mode Fiber (SMF), 40km, TX:1330 nm, RX: 1270 nm, LC Connector, Digital Diagnostic Monitor (DDM), RoHS 6/6 compliant, Extended Temperature -40/85C | 4000 | 35% | 2600
3HE15380AB | 1-port 25GBASE-BX40-D (Down-Stream) Bi-Directional (BiDi) Small Form-Factor Pluggable (SFP28) Optics Module, Single Mode Fiber (SMF), 40km, TX: 1270 nm, RX: 1330 nm, LC Connector, Digital Diagnostic Monitor (DDM), RoHS 6/6 Compliant, Extended Temperature -40/85C | 4000 | 35% | 2600
3HE15386AA | 7250 IXR-e 24xSFP+/SFP + 8xSFP28/SFP+ + 2xQSFP28 plus internal GNSS receiver (IXR-e Big GNSS). Supports redundant removable power supplies and removable fan filter. Ships with one fan filter installed. PSUs, software licenses and other accessories sold separately. | 39000 | 35% | 25350
3HE15387AA | 7250 IXR-e 14xSFP+/SFP + 4xRJ45 plus internal GNSS receiver (IXR-e Small GNSS). Supports redundant removable power supplies and removable fan filter. Ships with one fan filter installed. PSUs, software licenses and other accessories sold separately. | 28000 | 35% | 18200
3HE15400AA | RTU - 7705 SAR-Hm/Hmc NAT license. Includes maximum supported NAT session and throughput available on one SAR-Hm/Hmc node. One (1) OS License is required for each SAR-Hm/Hmc in the network. | 300 | 35% | 195
3HE15401AA | ASL VSR-AA Roaming Firewall 1Gbps. Application Software License required for mobile network Roaming GTP firewall. Requires ordering of AA Stateful Firewall ASL as pre-requisite. One of these ASLs is required for every increment of 1Gbps of traffic. Multiple instances may be applied to a single system to allow the desired scale. | 10000 | 35% | 6500
3HE15402AA | SROS Roaming Firewall License per 10Gbps. Right to Use required for mobile network Roaming GTP firewall. Requires ordering of AA Stateful Firewall RTU as pre-requisite. One of these RTUs is required for every increment of 10Gbps of traffic. Multiple instances may be applied to a single system to allow the desired scale. | 50000 | 35% | 32500
3HE15413AA | ACC - 7250 IXR-e Fan Filter (18 pack) Fits both IXR-e platforms | 1700 | 35% | 1105
3HE15415AA | 7750 SR-s IOM-s (Input/Output Module) 800G IOM-s Core Routing, accepts two modular MDA-s, 1x FP4 complex, CR (Core Router) feature set. MDA-s impedance panels needs to be added separately. Core Router (CR) scale feature set (1024 per complex = h/w queues, 1024 per complex = egress policers) This card is based off “3HE15416xA - XMA - IOM-s - SR-s IOM-s 1.5T” Software scale upgradeable to ER or HE feature set. Hardware performance upgradeable to 1.5T | 225000 | 35% | 146250
3HE15415BA | 7750 SR-s IOM-s (Input/Output Module) 800G IOM-s Edge Router, accepts two modular MDA-s, 1x FP4 complex, ER (Edge Router) feature set. MDA-s impedance panels needs to be added separately. Edge Rourter (ER) scale feature set (16 384 per complex = h/w queues, 16 384 per complex = egress policers) This card is based off “3HE15416xA - XMA - IOM-s - SR-s IOM-s 1.5T” Software scale upgradeable to ER or HE feature set. Hardware performance upgradeable to 1.5T. | 275000 | 35% | 178750
3HE15415CA | 7750 SR-s IOM-s (Input/Output Module) 800G IOM-s High-Scale Edge, accepts two modular MDA-s, 1x FP4 complex, HE (High-Scale Edge) feature set. MDA-s impedance panels needs to be added separately. High-Scale Edge (HE) scale feature set (no restrict hardware queues or egress policers) This card is based off “3HE15416xA - XMA - IOM-s - SR-s IOM-s 1.5T” Full High-Scale Edge feature set Hardware performance upgradeable to 1.5T | 325000 | 35% | 211250
3HE15416AA | 7750 SR-s IOM-s (Input/Output Module) 1.5T IOM-s Core Routing, accepts two modular MDA-s, 1x FP4 complex, CR (Core Router) feature set. MDA-s impedance panels needs to be added separately. Core Router (CR) scale feature set (1024 per complex = h/w queues, 1024 per complex = egress policers) Hardware performance up to 1.5T. | 450000 | 35% | 292500
3HE15416BA | 7750 SR-s IOM-s (Input/Output Module) 1.5T IOM-s Edge Routing, accepts two modular MDA-s, 1x FP4 complex, ER (Edge Router) feature set. MDA-s impedance panels needs to be added separately. Edge Rourter (ER) scale feature set (16 384 per complex = h/w queues, 16 384 per complex = egress policers) Hardware performance up to 1.5T. | 550000 | 35% | 357500
3HE15416CA | 7750 SR-s IOM-s (Input/Output Module) 1.5T IOM-s High-Scale Edge Routing, accepts two modular MDA-s, 1x FP4 complex, HE (High-Scale Edge) feature set. MDA-s impedance panels needs to be added separately. High-Scale Edge (HE) scale feature set (no restrict hardware queues or egress policers) Hardware performance up to 1.5T. | 650000 | 35% | 422500
3HE15417AA | 7750 SR-1s Modular system, 2x FP4 complex, accepting x2 MDA-s, performance restricted to 1.6T FD. Core Router (CR) scale feature set (1024 per complex = h/w queues, 1024 per complex = egress policers) This 7750 SR-1s Modular is based off “3HE15421xA - SYS - SR-1s MODULAR 3.0T - CR DC” licensed to 1.6T throughput. Software scale upgradeable to ER or HE feature set. Hardware performance upgradeable from 1.6T to 2.4T or 3.0T intelligent fan-in/fan-out. | 518333.3333 | 35% | 336916.6667
3HE15417BA | 7750 SR-1s Modular system, 2x FP4 complex, accepting x2 MDA-s, performance restricted to 1.6T FD. Edge Rourter (ER) scale feature set (16 384 per complex = h/w queues, 16 384 per complex = egress policers) This 7750 SR-1s Modular is based off “3HE15421xA - SYS - SR-1s MODULAR 3.0T - CR DC” licensed to 1.6T throughput. Software scale upgradeable to HE feature set. Hardware performance upgradeable from 1.6T to 2.4T or 3.0T intelligent fan-in/fan-out. | 625000 | 35% | 406250
3HE15417CA | 7750 SR-1s Modular system, 2x FP4 complex, accepting x2 MDA-s, performance restricted to 1.6T FD. High-Scale Edge (HE) scale feature set (no restrict hardware queues or egress policers) This 7750 SR-1s Modular is based off “3HE15421xA - SYS - SR-1s MODULAR 3.0T - CR DC” licensed to 1.6T throughput. Full High-Scale Edge feature set. Hardware performance upgradeable from 1.6T to 2.4T or 3.0T intelligent fan-in/fan-out. | 731666.6667 | 35% | 475583.3333
3HE15418AA | 7750 SR-1s Modular system, 2x FP4 complex, accepting x2 MDA-s, performance restricted to 1.6T FD. Core Router (CR) scale feature set (1024 per complex = h/w queues, 1024 per complex = egress policers) This 7750 SR-1s Modular is based off “ 3HE15422xA - SYS - SR-1s MODULAR 3.0T - CR AC” licensed to 1.6T. Software scale upgradeable to ER or HE feature set. Hardware performance upgradeable from 1.6T to 2.4T or 3.0T intelligent fan-in/fan-out. | 518333.3333 | 35% | 336916.6667
3HE15418BA | 7750 SR-1s Modular system, 2x FP4 complex, accepting x2 MDA-s, performance restricted to 1.6T FD, port restricted to 16-connectors Universal QSFP28. Edge Rourter (ER) scale feature set (16 384 per complex = h/w queues, 16 384 per complex = egress policers) This 7750 SR-1s Modular is based off “ 3HE15422xA - SYS - SR-1s MODULAR 3.0T - CR AC” licensed to 1.6T. Software scale upgradeable to ER or HE feature set. Hardware performance upgradeable from 1.6T to 2.4T or 3.6T intelligent fan-in/fan-out. | 625000 | 35% | 406250
3HE15418CA | 7750 SR-1s Modular system, 2x FP4 complex, accepting x2 MDA-s, performance restricted to 1.6T FD. High-Scale Edge (HE) scale feature set (no restrict hardware queues or egress policers) This 7750 SR-1s Modular is based off “ 3HE15422xA - SYS - SR-1s MODULAR 3.0T - CR AC” licensed to 1.6T. Full High-Scale Edge feature set. Hardware performance upgradeable from 1.6T to 2.4T or 3.0T intelligent fan-in/fan-out. | 731666.6667 | 35% | 475583.3333
3HE15419AA | 7750 SR-1s Modular system, 2x FP4 complex, accepting x2 MDA-s, performance restricted to 2.4T FD. Core Router (CR) scale feature set (1024 per complex = h/w queues, 1024 per complex = egress policers) This 7750 SR-1s Modular is based off “3HE15421xA - SYS - SR-1s MODULAR 3.0T - CR DC” licensed to 2.4T throughput. Software scale upgradeable to ER or HE feature set. Hardware performance upgradeable from 2.4T or 3.0T intelligent fan-in/fan-out. | 785000 | 35% | 510250
3HE15419BA | 7750 SR-1s Modular system, 2x FP4 complex, accepting x2 MDA-s, performance restricted to 2.4T FD. Edge Rourter (ER) scale feature set (16 384 per complex = h/w queues, 16 384 per complex = egress policers) This 7750 SR-1s Modular is based off “3HE15421xA - SYS - SR-1s MODULAR 3.0T - CR DC” licensed to 2.4T throughput. Software scale upgradeable to HE feature set. Hardware performance upgradeable from 2.4T or 3.0T intelligent fan-in/fan-out. | 945000 | 35% | 614250
3HE15419CA | 7750 SR-1s Modular system, 2x FP4 complex, accepting x2 MDA-s, performance restricted to 2.4T FD. High-Scale Edge (HE) scale feature set (no restrict hardware queues or egress policers) This 7750 SR-1s Modular is based off “3HE15421xA - SYS - SR-1s MODULAR 3.0T - CR DC” licensed to 2.4T throughput. Full High-Scale Edge feature set. Hardware performance upgradeable from 2.4T or 3.0T intelligent fan-in/fan-out. | 1105000 | 35% | 718250
3HE15420AA | 7750 SR-1s Modular system, 2x FP4 complex, accepting x2 MDA-s, performance restricted to 2.4T FD. Core Router (CR) scale feature set (1024 per complex = h/w queues, 1024 per complex = egress policers) This 7750 SR-1s Modular is based off “ 3HE15422xA - SYS - SR-1s MODULAR 3.0T - CR AC” licensed to 2.4T. Software scale upgradeable to ER or HE feature set. Hardware performance upgradeable from 2.4T or 3.0T intelligent fan-in/fan-out. | 785000 | 35% | 510250
3HE15420BA | 7750 SR-1s Modular system, 2x FP4 complex, accepting x2 MDA-s, performance restricted to 2.4T FD. Edge Rourter (ER) scale feature set (16 384 per complex = h/w queues, 16 384 per complex = egress policers) This 7750 SR-1s Modular is based off “ 3HE15422xA - SYS - SR-1s MODULAR 3.0T - CR AC” licensed to 2.4T. Software scale upgradeable to ER or HE feature set. Hardware performance upgradeable from 2.4T or 3.0T intelligent fan-in/fan-out. | 945000 | 35% | 614250
3HE15420CA | 7750 SR-1s Modular system, 2x FP4 complex, accepting x2 MDA-s, performance restricted to 2.4T FD. High-Scale Edge (HE) scale feature set (no restrict hardware queues or egress policers) This 7750 SR-1s Modular is based off “ 3HE15422xA - SYS - SR-1s MODULAR 3.0T - CR AC” licensed to 2.4T. Full High-Scale Edge feature set. Hardware performance upgradeable from 2.4T or 3.0T intelligent fan-in/fan-out. | 1105000 | 35% | 718250
3HE15421AA | 7750 SR-1s Modular system, 2x FP4 complex, accepting x2 MDA-s, performance restricted to 3.0T FD. Core Router (CR) scale feature set (1024 per complex = h/w queues, 1024 per complex = egress policers) Software scale upgradeable to ER or HE feature set. | 985000 | 35% | 640250
3HE15421BA | 7750 SR-1s Modular system, 2x FP4 complex, accepting x2 MDA-s, performance restricted to 3.0T FD. Edge Rourter (ER) scale feature set (16 384 per complex = h/w queues, 16 384 per complex = egress policers) Software scale upgradeable to HE feature set. | 1185000 | 35% | 770250
3HE15421CA | 7750 SR-1s Modular system, 2x FP4 complex, accepting x2 MDA-s, performance restricted to 3.0T FD. High-Scale Edge (HE) scale feature set (no restrict hardware queues or egress policers) Full High-Scale Edge feature set. | 1385000 | 35% | 900250
3HE15422AA | 7750 SR-1s Modular system, 2x FP4 complex, accepting x2 MDA-s, performance restricted to 3.0T FD. Core Router (CR) scale feature set (1024 per complex = h/w queues, 1024 per complex = egress policers) Software scale upgradeable to ER or HE feature set. | 985000 | 35% | 640250
3HE15422BA | 7750 SR-1s Modular system, 2x FP4 complex, accepting x2 MDA-s, performance restricted to 3.0T FD. Edge Rourter (ER) scale feature set (16 384 per complex = h/w queues, 16 384 per complex = egress policers) Software scale upgradeable to ER or HE feature set. | 1185000 | 35% | 770250
3HE15422CA | 7750 SR-1s Modular system, 2x FP4 complex, accepting x2 MDA-s, performance restricted to 3.0T FD. High-Scale Edge (HE) scale feature set (no restrict hardware queues or egress policers) Full High-Scale Edge feature set. | 1385000 | 35% | 900250
3HE15426AA | Nuage 7850 Network Services Gateway-X680 (NSG-X680). AC powered with 4 ports 10GigE SFP+, 8 ports 1000BASE-T, 2 ports USB, 1 port RJ-45 serial. Included in bundle is Qty=2 AC power supplies for 1+1 AC power redundancy. Two C13 power cords must be purchased separately, one for each of the two power supplies. Includes hardware for mounting in EIA/ECA-310 racks. Note: 7850 NSG only to be sold in conjunction with Nuage Virtualized Network Services (VNS) software. Note: 7850 NSG only to be sold in conjunction with Nuage Virtualized Network Services (VNS) software. | 15995 | 35% | 10396.75
3HE15490AA | ACC - 7210 SAS-Dxp Rack Mount | 175 | 35% | 113.75
3HE15508BA | OS - 7210 SAS-Dxp 2SFP+ 4F6T, Release 20.X Base OS license / Native Ethernet L2 VPNs license. This license is required for both 7210 SAS-Dxp ETR and non-ETR variants. This is a per chassis license valid for release 20.X. It provides the Base OS and includes support for native Ethernet services (e.g. Layer-2 VPLS and Epipe services). It must be also purchased for upgrade to release 20.X. It will shipped on a SD Card. | 450 | 35% | 292.5
3HE15509AA | RTU - 7210 SAS-K MACsec license. This is a per chassis license. It is a one-time license to use the MACsec capabilities on the node for either 1GE port or 10GE port, as applicable. It is required to use MACsec capability on 7210 SAS-K 2F6C4T ETR and 7210 SAS-K 3SFP+8C ETR platforms. | 550 | 35% | 357.5
3HE15514AA | UPG - IOM-s 800G CR to 800G ER | 62500 | 35% | 40625
3HE15515AA | UPG - IOM-s 800G ER to 800G HE | 62500 | 35% | 40625
3HE15516AA | UPG - IOM-s 800G CR to 1.5T CR | 281250 | 35% | 182812.5
3HE15517AA | UPG - IOM-s 800G ER to 1.5T ER | 343750 | 35% | 223437.5
3HE15518AA | UPG - IOM-s 800G HE to 1.5T HE | 406250 | 35% | 264062.5
3HE15519AA | UPG - IOM-s 1.5T CR to 1.5T ER | 125000 | 35% | 81250
3HE15520AA | UPG - IOM-s 1.5T ER to 1.5T HE | 125000 | 35% | 81250
3HE15521AA | Upgrade license from SR-1s Modular 1.6T CR to 2.4T CR Installation requires the use of Centralized License Manager (CLM) - 3HE14159AA CLM is a license management tool for selected ION products. It enables license pool management, license pool capacity reservation & network function entitlement management (for SROS). | 333333.3333 | 35% | 216666.6667
3HE15522AA | Upgrade license from SR-1s Modular 1.6T ER to 2.4T ER Installation requires the use of Centralized License Manager (CLM) - 3HE14159AA CLM is a license management tool for selected ION products. It enables license pool management, license pool capacity reservation & network function entitlement management (for SROS). | 400000 | 35% | 260000
3HE15523AA | Upgrade license from SR-1s Modular 1.6T HE to 2.4T HE Installation requires the use of Centralized License Manager (CLM) - 3HE14159AA CLM is a license management tool for selected ION products. It enables license pool management, license pool capacity reservation & network function entitlement management (for SROS). | 466666.6667 | 35% | 303333.3333
3HE15524AA | Upgrade license from SR-1s Modular 1.6T CR to 1.6T ER Installation requires the use of Centralized License Manager (CLM) - 3HE14159AA CLM is a license management tool for selected ION products. It enables license pool management, license pool capacity reservation & network function entitlement management (for SROS). | 133333.3333 | 35% | 86666.6667
3HE15525AA | Upgrade license from SR-1s Modular 1.6T ER to 1.6T HE Installation requires the use of Centralized License Manager (CLM) - 3HE14159AA CLM is a license management tool for selected ION products. It enables license pool management, license pool capacity reservation & network function entitlement management (for SROS). | 200000 | 35% | 130000
3HE15526AA | Upgrade license from SR-1s Modular 2.4T CR to 2.4T ER Installation requires the use of Centralized License Manager (CLM) - 3HE14159AA CLM is a license management tool for selected ION products. It enables license pool management, license pool capacity reservation & network function entitlement management (for SROS). | 250000 | 35% | 162500
3HE15527AA | Upgrade license from SR-1s Modular 2.4T ER to 2.4T HE Installation requires the use of Centralized License Manager (CLM) - 3HE14159AA CLM is a license management tool for selected ION products. It enables license pool management, license pool capacity reservation & network function entitlement management (for SROS). | 250000 | 35% | 162500
3HE15528AA | Upgrade license from SR-1s Modular 2.4T CR to 3.0T CR Installation requires the use of Centralized License Manager (CLM) - 3HE14159AA CLM is a license management tool for selected ION products. It enables license pool management, license pool capacity reservation & network function entitlement management (for SROS). | 250000 | 35% | 162500
3HE15529AA | Upgrade license from SR-1s Modular 2.4T ER to 3.0T ER Installation requires the use of Centralized License Manager (CLM) - 3HE14159AA CLM is a license management tool for selected ION products. It enables license pool management, license pool capacity reservation & network function entitlement management (for SROS). | 300000 | 35% | 195000
3HE15530AA | Upgrade license from SR-1s Modular 2.4T HE to 3.0T HE Installation requires the use of Centralized License Manager (CLM) - 3HE14159AA CLM is a license management tool for selected ION products. It enables license pool management, license pool capacity reservation & network function entitlement management (for SROS). | 350000 | 35% | 227500
3HE15531AA | Upgrade license from SR-1s Modular 3.0T CR to 3.0T ER Installation requires the use of Centralized License Manager (CLM) - 3HE14159AA CLM is a license management tool for selected ION products. It enables license pool management, license pool capacity reservation & network function entitlement management (for SROS). | 250000 | 35% | 162500
3HE15532AA | Upgrade license from SR-1s Modular 3.0T ER to 3.0T HE Installation requires the use of Centralized License Manager (CLM) - 3HE14159AA CLM is a license management tool for selected ION products. It enables license pool management, license pool capacity reservation & network function entitlement management (for SROS). | 250000 | 35% | 162500
3HE15533AA | NSG-C600 series AC spare power supply. NSG-C60x units ship with a power supply and this is an additional spare power supply. | 85 | 35% | 55.25
3HE15534AA | PS - Nuage 7850 NSG-X600 series 300W AC spare power module. NSG-X6xx units ship with 1+1 redundant power modules and this is an additional spare power module. | 425 | 35% | 276.25
3HE15553AA | SYS-7250 IXR-e 24SFP+ 8SFP28 2QSFP28 AC Bundle Includes: (1) 3HE14782AA SYS - 7250 IXR-e 24SFP+ 8SFP28 2QSFP28 (2) 3HE14784AA PS - 7250 IXR-e AC Software image and AC Power Cables Not included | 30800 | 35% | 20020
3HE15554AA | SYS-7250 IXR-e 24SFP+ 8SFP28 2QSFP28 DC Bundle Includes: (1) 3HE14782AA SYS - 7250 IXR-e 24SFP+ 8SFP28 2QSFP28 (2) 3HE14785AA PS - 7250 IXR-e DC Software image Not included | 31240 | 35% | 20306
3HE15555AA | SYS-7250 IXR-e 14SFP+ 4T AC Bundle Includes: (1) 3HE14783AA SYS - 7250 IXR-e 14SFP+ 4T (2) 3HE14784AA PS - 7250 IXR-e AC Software image and AC Power Cables Not included | 24100 | 35% | 15665
3HE15556AA | SYS-7250 IXR-e 14SFP+ 4T AC Bundle Includes: (1) 3HE14783AA SYS - 7250 IXR-e 14SFP+ 4T (2) 3HE14785AA PS - IXR-e DC Software image Not included | 24540 | 35% | 15951
3HE15561AA | 7750 SR-s 3-port CFP2-DCO MDA-s. 100 Gbps transmission using QPSK modulation for metro-core and long-haul applications and 200 Gbps (2x100G) for metro-access applications. Accepts three (3) CFP-DCO Optic Module. | 170000 | 35% | 110500
3HE15562AA | 7750 SR-s 8-ports SFP-DD (10/25/100G) MACsec + 2-ports QSFP28 (10/40/100G) MDA-s. Accepts (8) 10/25/100GBase Optic Module SFP+/SFP28/SFP-DD + (2) 10/40/100GBase QSFP+/QSFP28. | 170000 | 35% | 110500
3HE15563AA | 7750 SR-s 2-ports QSFP56-DD (10/40/100/400G) + 2-ports QSFP28 (10/40/100G) MDA-s. Accepts (2) 10/40/100/400GBase Optic Module QSFP+/QSFP28/QSFP28-DD/QSFP56-DD + (2) 10/40/100GBase QSFP+/QSFP28. | 170000 | 35% | 110500
3HE15566AA | A yearly NSG RTU for the Nuage VNS White Label (VNS-WL) Service. This RTU is charged per-NSG, for each year the NSG is activated and used on the VNS-WL service. This part number is used for all packages (Essentials, Advanced, Premium) and speed tiers of the VNS-WL Service. Includes Software Release Subscription (SRS) | Note 1 | 35% | #VALUE!
3HE15586AA | GNSS Antenna bracket | 125 | 35% | 81.25
3HE15587AA | ASL VSR Telemetry - Application Software License (ASL) required to enable the Telemetry feature. One (1) license is required per VSR. | 20000 | 35% | 13000
3HE15597AA | 7950 XRS-20 Complete Chassis AC Bundle, shipped with all common hardware. Includes: (1) 3HE07112AA - CH-BN - 7950 XRS-20 Integrated Chassis (5) 3HE12492AA - APEQ-AC-4400 Power Equalizer Module , (8) 3HE12313AA - 7950 XRS-20/20e Switch Fabric Module-2 (2) 3HE07116AB - CPM - 7950 XRS-20 CPM 16GB Note: You must order separate impedance panels (XCM, XMA or C-XMA impedance panels) for every empty slot. Power cables order separately | 967500 | 35% | 628875
3HE15598AA | 7950 XRS-20 HVDC Stand-Alone Complete Chassis Bundle, shipped with all common hardware. Includes: (1) 3HE07112AA - CH-BN - 7950 XRS-20 Integrated Chassis (5) 3HE12508AA - APEQ-HVDC-4400 Power Equalizer Module, (8) 3HE12313AA - 7950 XRS-20/20e Switch Fabric Module-2 (2) 3HE07116AB - CPM - 7950 XRS-20 CPM 16GB Note: You must order separate impedance panels (XCM, XMA or C-XMA impedance panels) for every empty slot. Power cables order separately | 976000 | 35% | 634400
3HE15599AA | 7950 XRS-20e Complete Chassis AC Bundle, shipped with all common hardware. Includes: (1) 3HE11086AA - CHAS-7950 XRS-20e AC/HVDC SPARE CHASSIS (5) 3HE12492AA - APEQ-AC-4400 Power Equalizer Module, (8) 3HE12313AA - 7950 XRS-20/20e Switch Fabric Module-2 (2) 3HE07116AB - CPM - 7950 XRS-20 CPM 16GB (3) 3HE11088AA - FAN - 7950 XRS-20e Fan Tray (2) 3HE07117AA - CCM - 7950 XRS-20 CCM Note: You must order separate impedance panels (XCM, XMA or C-XMA impedance panels) for every empty slot. Power cables order separately | 967500 | 35% | 628875
3HE15600AA | 7950 XRS-20e Stand-Alone Complete Chassis HVDC Bundle, shipped with all common hardware. Includes: (1) 3HE11086AA - CHAS-7950 XRS-20e AC/HVDC Spare Chassis (5) 3HE12508AA - APEQ-HVDC-4400 Power Equalizer Module, (8) 3HE12313AA - 7950 XRS-20/20e Switch Fabric Module-2 (2) 3HE07116AB - CPM - 7950 XRS-20 CPM 16GB (3) 3HE11088AA - FAN - 7950 XRS-20e Fan Tray , (2) 3HE07117AA - CCM - 7950 XRS-20 CCM , (1) 3HE11090AA - ACC - 7950 XRS-20e Air Filter Kit , Note: You must order separate impedance panels (XCM, XMA or C-XMA impedance panels) for every empty slot. Power cables ordered separately | 976000 | 35% | 634400
3HE15601AA | 7250 IXR-10 SRLinux System License 19.x – one per system | 25000 | 35% | 16250
3HE15621AA | SYS - 7220 IXR-D1 88G 48baseT 4SFP+, base platform. Does not include fans or power supplies. | 12797 | 35% | 8318.05
3HE15622AA | SYS - 7220 IXR-D2 2.0T 48SFP28 8QSFP28, base platform. Does not include fans or power supplies. | 22415 | 35% | 14569.75
3HE15623AA | SYS - 7220 IXR-D3 3.2T 32QSFP28 2SFP+, base platform. Does not include fans or power supplies. | 29789 | 35% | 19362.85
3HE15625AA | PS - 7220 IXR-D1 48baseT 4SFP+ AC (FtoB) | 813 | 35% | 528.45
3HE15626AA | PS - 7220 IXR-D1 48baseT 4SFP+ AC (BtoF) | 813 | 35% | 528.45
3HE15629AA | PS - 7220 IXR-D1 48baseT 4SFP+ -48V DC (FtoB) | 1778 | 35% | 1155.7
3HE15630AA | PS - 7220 IXR-D1 48baseT 4SFP+ -48V DC (BtoF) | 1778 | 35% | 1155.7
3HE15631AA | FAN - 7220 IXR-D1 48baseT 4SFP+ Fan Tray (FtoB) | 181 | 35% | 117.65
3HE15632AA | FAN - 7220 IXR-D1 48baseT 4SFP+ Fan Tray (BtoF) | 181 | 35% | 117.65
3HE15643AA | 7250 IXR-e PSU Impedance Panel five pack | 456 | 35% | 296.4
3HE15644AA | 7250 IXR-e Rack Mount Bracket ten pack | 300 | 35% | 195
3HE15662AA | 7250 IXR Large variants Release 20.x Operating Software License. Notes: One (1) Operating Software License is required for each IXR-6/10/R6/s/Xs/X1 in the network. Includes programmed media with the Operating Software. | 10000 | 35% | 6500
3HE15662AB | 7250 IXR Large variants Release 21.x Operating Software License. Notes: One (1) Operating Software License is required for each IXR-6/10/R6/s/Xs/X1 in the network. Includes programmed media with the Operating Software. | 10000 | 35% | 6500
3HE15662BA | 7250 IXR Large variants Release 20.x Operating Software License with ZTP enabled. Notes: One (1) Operating Software License is required for each IXR-6/10/R6/s/Xs/X1 in the network. Includes programmed media with the Operating Software. | 11500 | 35% | 7475
3HE15662BB | 7250 IXR Large variants Release 21.x Operating Software License with ZTP enabled. Notes: One (1) Operating Software License is required for each IXR-6/10/R6/s/Xs/X1 in the network. Includes programmed media with the Operating Software. | 11500 | 35% | 7475
3HE15663AA | 7250 IXR Medium variants Release 20.x Operating Software License. Notes: One (1) Operating Software License is required for each IXR-R4, IXR-e (2p 100G, 8p 25G, 24p 10G including GNSS variants) in the network. Includes programmed media with the Operating Software. | 3000 | 35% | 1950
3HE15663AB | 7250 IXR Medium variants Release 21.x Operating Software License. Notes: One (1) Operating Software License is required for each IXR-R4, IXR-e (2p 100G, 8p 25G, 24p 10G including GNSS variants) in the network. Includes programmed media with the Operating Software. | 3000 | 35% | 1950
3HE15663BA | 7250 IXR Medium variants Release 20.x Operating Software License with ZTP enabled. Notes: One (1) Operating Software License is required for each IXR-R4, IXR-e (2p 100G, 8p 25G, 24p 10G including GNSS variants) in the network. Includes programmed media with the Operating Software. | 3500 | 35% | 2275
3HE15663BB | 7250 IXR Medium variants Release 21.x Operating Software License with ZTP enabled. Notes: One (1) Operating Software License is required for each IXR-R4, IXR-e (2p 100G, 8p 25G, 24p 10G including GNSS variants) in the network. Includes programmed media with the Operating Software. | 3500 | 35% | 2275
3HE15664AA | 7250 IXR Small variants Release 20.x Operating Software License. Notes: One (1) Operating Software License is required for each IXR-e (14p 10G, 4p Tx including GNSS variants) in the network. Includes programmed media with the Operating Software. | 1000 | 35% | 650
3HE15664AB | 7250 IXR Small variants Release 20.x Operating Software License. Notes: One (1) Operating Software License is required for each IXR-e (14p 10G, 4p Tx including GNSS variants), IXR-ec in the network. Includes programmed media with the Operating Software. | 1000 | 35% | 650
3HE15664BA | 7250 IXR Small variants Release 20.x Operating Software License with ZTP enabled. Notes: One (1) Operating Software License is required for each IXR-e (14p 10G, 4p Tx including GNSS variants) in the network. Includes programmed media with the Operating Software. | 1500 | 35% | 975
3HE15664BB | 7250 IXR Small variants Release 21.x Operating Software License with ZTP enabled. Notes: One (1) Operating Software License is required for each IXR-e (14p 10G, 4p Tx including GNSS variants), IXR-ec in the network. Includes programmed media with the Operating Software. | 1500 | 35% | 975
3HE15667AA | Spare antenna kit for Nuage 7850 NSG-E306. This kit contains (2) WiFi and (2) LTE antennae. Also applicable for NSG-E202/206/E207/E208/E307/E308 models. Note that a full antennae set ships with each NSG and this kit is offered in case any antenna is damaged or lost. | 145 | 35% | 94.25
3HE15668AA | NSG-C601 spare antenna kit. NSG-C601 units ship with 2 LTE and 2 WiFi antennae and this kit contains 4 replacement (2 LTE plus 2 WiFi) antennae. | 85 | 35% | 55.25
3HE15669AA | 7750 SR-1s Modular + LVDC Power Shelf Bundle, 1.6T (supports two MDA-s) Core Router feature set; Includes the following; (1) 3HE15417AA - SYS - SR-1s MODULAR 1.6T - CR DC (5) 3HE12376AA - FAN - 7750 SR-1s Fan Module (2) 3HE11185AA - PSU - LVDC 6kw Power Supply 7750 SR-1s, 2x FP4 complex, performance to 1.6T FD. Core Router (CR) scale feature set (1024 per complex = h/w queues, 1024 per complex = egress policers) This 7750 SR-1s is based off “3HE15421xA - SYS - SR-1s MODULAR 3.0T - DC” licensed to 1.6T throughput. Software scale upgradeable to ER or HE feature set. Hardware performance upgradeable from 1.6T to 2.4T or 3.0T. | 533333.3333 | 35% | 346666.6667
3HE15669BA | 7750 SR-1s Modular + LVDC Power Shelf Bundle, 1.6T (supports two MDA-s) Edge Router feature set: Includes the following; (1) 3HE15417BA - SYS - SR-1s MODULAR 1.6T - ER DC (5) 3HE12376AA - FAN - 7750 SR-1s Fan Module (2) 3HE11185AA - PSU - LVDC 6kw Power Supply 7750 SR-1s system, 2x FP4 complex, performance to 1.6T FD. Edge Rourter (ER) scale feature set (16 384 per complex = h/w queues, 16 384 per complex = egress policers) This card is based off “3HE15421xA - SYS - SR-1s MODULAR 3.0T - DC” licensed to 1.6T throughput. Software scale upgradeable to HE feature set. Hardware performance upgradeable from 1.6T to 2.4T or 3.0T. | 640000 | 35% | 416000
3HE15669CA | 7750 SR-1s Modular + LVDC Power Shelf Bundle, 1.6T (supports two MDA-s) High Scale Edge feature set; Includes the following; (1) 3HE15417CA - SYS - SR-1s MODULAR 1.6T - HE DC (5) 3HE12376AA - FAN - 7750 SR-1s Fan Module (2) 3HE11185AA - PSU - LVDC 6kw Power Supply 7750 SR-1s system, 2x FP4 complex, performance to 1.6T FD. High-Scale Edge (HE) scale feature set (no restrict hardware queues or egress policers) This 7750 SR-1s is based off “3HE15421xA - SYS - SR-1s MODULAR 3.0T - DC” licensed to 1.6T throughput. Full High-Scale Edge feature set. Hardware performance upgradeable from 1.6T to 2.4T or 3.0T. | 746666.6667 | 35% | 485333.3333
3HE15670AA | 7750 SR-1s Modular + AC/HVDC Power Shelf Bundle, 1.6T (supports two MDA-s) Core Router feature set; Includes the following; (1) 3HE15418AA - SYS - SR-1s MODULAR 1.6T - CR AC (5) 3HE12376AA - FAN - 7750 SR-1s Fan Module (2) 3HE11183AA - PSU - AC/HVDC 6kw Power Supply 7750 SR-1s, 2x FP4 complex, performance to 1.6T FD. Core Router (CR) scale feature set (1024 per complex = h/w queues, 1024 per complex = egress policers) This 7750 SR-1s is based off “3HE15422xA - SYS - SR-1s MODULAR 3.0T - AC” licensed to 1.6T throughput. Software scale upgradeable to ER or HE feature set. Hardware performance upgradeable from 1.6T to 2.4T or 3.0T. | 533333.3333 | 35% | 346666.6667
3HE15670BA | 7750 SR-1s Modular + AC/HVDC Power Shelf Bundle, 1.6T (supports two MDA-s) Edge Router feature set; Includes the following; (1) 3HE15418BA - SYS - SR-1s MODULAR 1.6T - ER AC (5) 3HE12376AA - FAN - 7750 SR-1s Fan Module (2) 3HE11183AA - PSU - AC/HVDC 6kw Power Supply 7750 SR-1s system, 2x FP4 complex, performance to 1.6T FD. Edge Rourter (ER) scale feature set (16 384 per complex = h/w queues, 16 384 per complex = egress policers) This card is based off “3HE15422xA - SYS - SR-1s MODULAR 3.0T - AC” licensed to 1.6T throughput. Software scale upgradeable to ER or HE feature set. Hardware performance upgradeable from 1.6T to 2.4T or 3.0T. | 640000 | 35% | 416000
3HE15670CA | 7750 SR-1s Modular + AC/HVDC Power Shelf Bundle, 1.6T (supports two MDA-s) High Scale Edge feature set; Includes the following; (1) 3HE15418CA - SYS - SR-1s MODULAR 1.6T - HE AC (5) 3HE12376AA - FAN - 7750 SR-1s Fan Module (2) 3HE11183AA - PSU - AC/HVDC 6kw Power Supply 7750 SR-1s system, 2x FP4 complex, performance to 1.6T FD. High-Scale Edge (HE) scale feature set (no restrict hardware queues or egress policers) This 7750 SR-1s is based off “3HE15422xA - SYS - SR-1s MODULAR 3.0T - AC” licensed to 1.6T throughput. Full High-Scale Edge feature set. Hardware performance upgradeable from 1.6T to 2.4T or 3.0T. | 746666.6667 | 35% | 485333.3333
3HE15671AA | 7750 SR-1s Modular + LVDC Power Shelf Bundle, 2.4T (supports two MDA-s) Core Router feature set; Includes the following; (1) 3HE15419AA - SYS - SR-1s MODULAR 2.4T - CR DC (5) 3HE12376AA - FAN - 7750 SR-1s Fan Module (2) 3HE11185AA - PSU - LVDC 6kw Power Supply 7750 SR-1s, 2x FP4 complex, performance to 2.4T FD. Core Router (CR) scale feature set (1024 per complex = h/w queues, 1024 per complex = egress policers) This 7750 SR-1s is based off “3HE15422xA - SYS - SR-1s MODULAR 3.0T - AC” licensed to 2.4T throughput. Software scale upgradeable to ER or HE feature set. Hardware performance upgradeable from 2.4T to 3.0T. | 800000 | 35% | 520000
3HE15671BA | 7750 SR-1s Modular + LVDC Power Shelf Bundle, 2.4T (supports two MDA-s) Edge Router feature set: Includes the following; (1) 3HE15419BA - SYS - SR-1s MODULAR 2.4T - ER DC (5) 3HE12376AA - FAN - 7750 SR-1s Fan Module (2) 3HE11185AA - PSU - LVDC 6kw Power Supply 7750 SR-1s system, 2x FP4 complex, performance to 2.4T FD. Edge Rourter (ER) scale feature set (16 384 per complex = h/w queues, 16 384 per complex = egress policers) This card is based off “3HE15421xA - SYS - SR-1s MODULAR 3.0T - DC” licensed to 2.4T throughput. Software scale upgradeable to HE feature set. Hardware performance upgradeable from 2.4T to 3.0T. | 960000 | 35% | 624000
3HE15671CA | 7750 SR-1s Modular + LVDC Power Shelf Bundle, 2.4T (supports two MDA-s) Edge Router feature set: Includes the following; (1) 3HE15419CA - SYS - SR-1s MODULAR 2.4T - HE DC (5) 3HE12376AA - FAN - 7750 SR-1s Fan Module (2) 3HE11185AA - PSU - LVDC 6kw Power Supply 7750 SR-1s system, 2x FP4 complex, performance to 2.4T FD. High-Scale Edge (HE) scale feature set (no restrict hardware queues or egress policers) This 7750 SR-1s is based off “3HE15421xA - SYS - SR-1s MODULAR 3.0T - DC” licensed to 2.4T throughput. Full High-Scale Edge feature set. Hardware performance upgradeable from 2.4T to 3.0T. | 1120000 | 35% | 728000
3HE15672AA | 7750 SR-1s Modular + AC/HVDC Power Shelf Bundle, 2.4T (supports two MDA-s) Core Router feature set; Includes the following; (1) 3HE15420AA - SYS - SR-1s MODULAR 2.4T - CR AC (5) 3HE12376AA - FAN - 7750 SR-1s Fan Module (2) 3HE11183AA - PSU - AC/HVDC 6kw Power Supply 7750 SR-1s, 2x FP4 complex, performance to 2.4T FD. Core Router (CR) scale feature set (1024 per complex = h/w queues, 1024 per complex = egress policers) This 7750 SR-1s is based off “3HE15422xA - SYS - SR-1s MODULAR 3.0T - AC” licensed to 2.4T throughput. Software scale upgradeable to ER or HE feature set. Hardware performance upgradeable from 2.4T to 3.0T. | 800000 | 35% | 520000
3HE15672BA | 7750 SR-1s Modular + AC/HVDC Power Shelf Bundle, 2.4T (supports two MDA-s) Edge Router feature set; Includes the following; (1) 3HE15420BA - SYS - SR-1s MODULAR 2.4T - ER AC (5) 3HE12376AA - FAN - 7750 SR-1s Fan Module (2) 3HE11183AA - PSU - AC/HVDC 6kw Power Supply 7750 SR-1s system, 2x FP4 complex, performance to 2.4T FD. Edge Router (ER) scale feature set (16 384 per complex = h/w queues, 16 384 per complex = egress policers) This card is based off “3HE13801xA - SYS - SR-1s MODULAR 3.0T - CR AC” licensed to 2.4T throughput. Software scale upgradeable to ER or HE feature set. Hardware performance upgradeable from 2.4T to 3.6T. | 960000 | 35% | 624000
3HE15672CA | 7750 SR-1s Modular + AC/HVDC Power Shelf Bundle, 2.4T (supports two MDA-s) High-Scale Edge feature set; Includes the following; (1) 3HE15420CA - SYS - SR-1s MODULAR 2.4T - HE AC (5) 3HE12376AA - FAN - 7750 SR-1s Fan Module (2) 3HE11183AA - PSU - AC/HVDC 6kw Power Supply 7750 SR-1s system, 2x FP4 complex, performance to 2.4T FD. High-Scale Edge (HE) scale feature set (no restrict hardware queues or egress policers) This 7750 SR-1s is based off “3HE15422xA - SYS - SR-1s MODULAR 3.0T - AC” licensed to 2.4T throughput. Full High-Scale Edge feature set. Hardware performance upgradeable from 2.4T to 3.0T. | 1120000 | 35% | 728000
3HE15673AA | 7750 SR-1s Modular + LVDC Power Shelf Bundle, 3.0T (supports two MDA-s), Core Router feature set; Includes the following; (1) 3HE15421AA - SYS - SR-1s MODULAR 3.0T - CR DC (5) 3HE12376AA - FAN - 7750 SR-1s Fan Module (2) 3HE11185AA - PSU - LVDC 6kw Power Supply 7750 SR-1s system, 2x FP4 complex, performance to 3.0T FD. Core Router (CR) scale feature set (1024 per complex = h/w queues, 1024 per complex = egress policers) Software scale upgradeable to ER or HE feature set. Hardware performance up to 3.0T FD | 1000000 | 35% | 650000
3HE15673BA | 7750 SR-1s Modular + LVDC Power Shelf Bundle, 3.0T (supports two MDA-s), Edge Router feature set: Includes the following; (1) 3HE15421BA - SYS - SR-1s MODULAR 3.0T - ER DC (5) 3HE12376AA - FAN - 7750 SR-1s Fan Module (2) 3HE11185AA - PSU - LVDC 6kw Power Supply 7750 SR-1s system, 2x FP4 complex, performance to 3.0T FD. Edge Rourter (ER) scale feature set (16 384 per complex = h/w queues, 16 384 per complex = egress policers) Software scale upgradeable to HE feature set. Hardware performance up to 3.0T FD. | 1200000 | 35% | 780000
3HE15673CA | 7750 SR-1s Modular + LVDC Power Shelf Bundle, 3.0T (supports two MDA-s), High Scale Edge feature set; Includes the following; (1) 3HE15421CA - SYS - SR-1s MODULAR 3.0T - HE DC (5) 3HE12376AA - FAN - 7750 SR-1s Fan Module (2) 3HE11185AA - PSU - LVDC 6kw Power Supply 7750 SR-1s system, 2x FP4 complex, performance to 3.0T FD. High-Scale Edge (HE) scale feature set (no restrict hardware queues or egress policers) Full High-Scale Edge feature set. Hardware performance up to 3.0T FD. | 1400000 | 35% | 910000
3HE15674AA | 7750 SR-1s Modular + AC/HVDC Power Shelf Bundle, 3.0T (supports two MDA-s), Core Router feature set; Includes the following; (1) 3HE15422AA - SYS - SR-1s MODULAR 3.0T - CR AC (5) 3HE12376AA - FAN - 7750 SR-1s Fan Module (2) 3HE11183AA - PSU - AC/HVDC 6kw Power Supply 7750 SR-1s system, 2x FP4 complex, performance to 3.0T FD. Core Router (CR) scale feature set (1024 per complex = h/w queues, 1024 per complex = egress policers) Software scale upgradeable to ER or HE feature set. Hardware performance up to 3.0T FD | 1000000 | 35% | 650000
3HE15674BA | 7750 SR-1s Modular + AC/HVDC Power Shelf Bundle, 3.0T (supports two MDA-s), Edge Router feature set: Includes the following; (1) 3HE15422BA - SYS - SR-1s MODULAR 3.0T - ER AC (5) 3HE12376AA - FAN - 7750 SR-1s Fan Module (2) 3HE11183AA - PSU - AC/HVDC 6kw Power Supply 7750 SR-1s system, 2x FP4 complex, performance to 3.0T FD. Edge Rourter (ER) scale feature set (16 384 per complex = h/w queues, 16 384 per complex = egress policers) Software scale upgradeable to HE feature set. Hardware performance up to 3.0T FD. | 1200000 | 35% | 780000
3HE15674CA | 7750 SR-1s Modular + AC/HVDC Power Shelf Bundle, 3.0T (supports two MDA-s), High Scale Edge feature set; Includes the following; (1) 3HE15422CA - SYS - SR-1s MODULAR 3.0T - HE AC (5) 3HE12376AA - FAN - 7750 SR-1s Fan Module (2) 3HE11183AA - PSU - AC/HVDC 6kw Power Supply 7750 SR-1s system, 2x FP4 complex, performance to 3.0T FD. High-Scale Edge (HE) scale feature set (no restrict hardware queues or egress policers) Full High-Scale Edge feature set. Hardware performance up to 3.0T FD. | 1400000 | 35% | 910000
3HE15676AA | 7250 IXR-6/10 SRLinux Linecard License – one per deployed linecard | 10000 | 35% | 6500
3HE15700AA | 7250 IXR-10 LVDC Complete chassis bundle including: (1) 3HE11770AA - CHAS - 7250 IXR-10 Chassis (4) 3HE11752AA - PSU - 7250 IXR LVDC (6) 3HE12446AA - SFM - 7250 IXR-10 SFM2 (2) 3HE12458AA - CPM - 7250 IXR CPM2 SSD (3) 3HE11769AA - FAN - 7250 IXR-10 Fan Tray | 430700 | 35% | 279955
3HE15701AA | 7250 IXR-6 LVDC complete chassis bundle including: (1) 3HE11760AA - CHAS - 7250 IXR-6 Chassis (2) 3HE11752AA - PSU - 7250 IXR LVDC (6) 3HE12382AA - SFM - 7250 IXR-6 SFM2 (2) 3HE12458AA - CPM - 7250 IXR CPM2 SSD (3) 3HE11759AA - FAN - 7250 IXR-6 Fan Tray | 257850 | 35% | 167602.5
3HE15702AA | 7250 IXR-10 AC/HVDC complete chassis bundle including: (1) 3HE11770AA - CHAS - 7250 IXR-10 Chassis (4) 3HE11751AA - PSU - 7250 IXR AC/HVDC (6) 3HE12446AA - SFM - 7250 IXR-10 SFM2 (2) 3HE12458AA - CPM - 7250 IXR CPM2 SSD (3) 3HE11769AA - FAN - 7250 IXR-10 Fan Tray | 431900 | 35% | 280735
3HE15703AA | 7250 IXR-6 AC/HVDC complete chassis bundle including: (1) 3HE11760AA - CHAS - 7250 IXR-6 Chassis (2) 3HE11751AA - PSU - 7250 IXR AC/HVDC (6) 3HE12382AA - SFM - 7250 IXR-6 SFM2 (2) 3HE12458AA - CPM - 7250 IXR CPM2 SSD (3) 3HE11759AA - FAN - 7250 IXR-6 Fan Tray | 258450 | 35% | 167992.5
3HE15713AA | 16F MMF MPO-MPO Patch Cable, 3M | 1120 | 35% | 728
3HE15714AA | 16F MMF MPO-MPO Patch Cable, 10M | 1360 | 35% | 884
3HE15745AA | Nuage Virtualized Network Services (VNS) Network Services Software (Virtual) Gateway (NSG-V) Basic Router License 50Mbps Includes: - QoS functionality (ingress policing, egress shaping, classification and marking) - NSG Bootstrapping for activating NSGs through VSP - NSG Automation for centralized provisioning and management - Basic IP Routing and Internet Access support | 466 | 35% | 302.9
3HE15746AA | Nuage Virtualized Network Services (VNS) Network Services Gateway (NSG) VPN Router License 50Mbps Includes: - VPN Router add-on for NSG Basic Router License - Enables L2VPN (Point-to-Point, Multipoint) services - Enables L3VPN services Requires the purchase of basic router license | 210 | 35% | 136.5
3HE15747AA | Nuage Virtualized Network Services (VNS) Network Services Gateway (NSG) Access Control List (ACL) Right-To-Use 50Mbps | 39 | 35% | 25.35
3HE15748AA | Nuage Virtualized Network Services (VNS) Network Services Gateway (NSG) Network Address Translation (NAT)/Port Address Translation (PAT) Right-To-Use 50Mbps Enables the use of 1:1 NAT and N:1 PAT on underlay addresses | 60 | 35% | 39
3HE15749AA | Nuage Virtualized Network Services (VNS) Network Services Gateway (NSG) IPsec Right-To-Use 50Mbps Enables IPsec wrapping of VXLAN tunnels for L2VPN/L3VPN data path Requires the purchase of NSG VPN License | 195 | 35% | 126.75
3HE15750AA | Nuage Virtualized Network Services (VNS) Network Services Gateway (NSG) Business Intelligence Statistics Right-To-Use 50Mbps enables Application Performance Management, Network Performance Measurement, Usage Reporting and Statistics collection from NSGs for analytics purposes | 95 | 35% | 61.75
3HE15751AA | Nuage Virtualized Network Services (VNS) Network Services Gateway (NSG) Service Chaining Right-To-Use 50Mbps Enables service chaining from NSG-to-NSG or NSG-to-service delivery point such as a datacenter VRS, VRS-G, VSG, or other VNF. Requires the purchase of NSG VPN License | 95 | 35% | 61.75
3HE15752AA | Nuage Virtualized Network Services (VNS) Network Services Gateway (NSG) Web Filtering Right-To-Use 50Mbps | 116 | 35% | 75.4
3HE15753AA | Nuage Virtualized Network Services (VNS) Network Services Software (Virtual) Gateway (NSG-V) Basic Router Annual RTU License 50Mbps Includes: - QoS functionality (ingress policing, egress shaping, classification and marking) - NSG Bootstrapping for activating NSGs through VSP - NSG Automation for centralized provisioning and management - Basic IP Routing and Internet Access support | 186 | 35% | 120.9
3HE15754AA | Nuage Virtualized Network Services (VNS) Network Services Gateway (NSG) VPN Router Annual RTU License 50Mbps Includes: - VPN Router add-on for NSG Basic Router License - Enables L2VPN (Point-to-Point, Multipoint) services - Enables L3VPN services Requires the purchase of basic router license | 84 | 35% | 54.6
3HE15755AA | Nuage Virtualized Network Services (VNS) Network Services Gateway (NSG) Access Control List (ACL) Annual RTU 50Mbps | 16 | 35% | 10.4
3HE15756AA | Nuage Virtualized Network Services (VNS) Network Services Gateway (NSG) Network Address Translation (NAT)/Port Address Translation (PAT) Annual RTU License 50Mbps Enables the use of 1:1 NAT and N:1 PAT on underlay addresses | 24 | 35% | 15.6
3HE15757AA | Nuage Virtualized Network Services (VNS) Network Services Gateway (NSG) IPsec Annual RTU License 50Mbps Enables IPsec wrapping of VXLAN tunnels for L2VPN/L3VPN data path Requires the purchase of NSG VPN License | 78 | 35% | 50.7
3HE15758AA | Nuage Virtualized Network Services (VNS) Network Services Gateway (NSG) Business Intelligence Statistics Annual RTU License 50Mbps enables Application Performance Management, Network Performance Measurement, Usage Reporting and Statistics collection from NSGs for analytics purposes | 38 | 35% | 24.7
3HE15759AA | Nuage Virtualized Network Services (VNS) Network Services Gateway (NSG) Service Chaining Annual RTU License 50Mbps Enables service chaining from NSG-to-NSG or NSG-to-service delivery point such as a datacenter VRS, VRS-G, VSG, or other VNF. Requires the purchase of NSG VPN License | 38 | 35% | 24.7
3HE15760AA | Nuage Virtualized Network Services (VNS) Network Services Gateway (NSG) Web Filtering Annual Right-To-Use 50Mbps | 46 | 35% | 29.9
3HE15764AA | 7750 SR 3-ports 10/40/100/400GBASE QSFP-DD MDA-e-XP, 4x100G break-out or 1x400G interfaces and can support a single 1x400G line-rate interface or up to two 1x400G interfaces clear-channel with iFIFO. Accepts three (3) 100G, 2x100G, 4x10, 1x40G and 10x10GBase Optic Module QSFP+/QSFP28/QSFP28-DD/QSFP56-DD. | 120000 | 35% | 78000
3HE15775AA | 7750 SR-1s + LVDC Power Shelf Bundle, 2.4T 24-port QSFP28 (supported QSFP+/QSFP28) Core Router feature set; Includes the following; (1) 3HE14648AA - SYS - SR-1s 2.4T 24pt QSFP28 - CR + LVDC (5) 3HE12376AA - FAN - 7750 SR-1s Fan Module (2) 3HE11185AA - PSU - LVDC 6kw Power Supply 7750 SR-1s, 2x FP4 complex, performance restricted to 2.4T FD, port restricted to 24-connectors Universal QSFP28. Core Router (CR) scale feature set (1024 per complex = h/w queues, 1024 per complex = egress policers) This 7750 SR-1s is based off “3HE13800xA - SYS-SR-1s 2.4T 36pt QSFP28 to 3.6T DC” licensed to 2.4T throughput and 24-connectors hard license enabled. Software scale upgradeable to ER or HE feature set. Hardware performance upgradeable from 2.4T to 3.6T intelligent fan-in/fan-out. | 800000 | 35% | 520000
3HE15775BA | 7750 SR-1s + LVDC Power Shelf Bundle, 2.4T 24-port QSFP28 (supported QSFP+/QSFP28) Edge Router feature set: Includes the following; (1) 3HE14648BA - SYS - SR-1s 2.4T 24pt QSFP28 - ER + LVDC (5) 3HE12376AA - FAN - 7750 SR-1s Fan Module (2) 3HE11185AA - PSU - LVDC 6kw Power Supply 7750 SR-1s system, 2x FP4 complex, performance restricted to 2.4T FD, port restricted to 24-connectors Universal QSFP28. Edge Router (ER) scale feature set (16 384 per complex = h/w queues, 16 384 per complex = egress policers) This card is based off “3HE13800xA - SYS-SR-1s 2.4T 36pt QSFP28 to 3.6T DC” licensed to 2.4T throughput and 24-connectors hard license enabled. Software scale upgradeable to HE feature set. Hardware performance upgradeable from 2.4T to 3.6T intelligent fan-in/fan-out. | 960000 | 35% | 624000
3HE15775CA | 7750 SR-1s + LVDC Power Shelf Bundle, 2.4T 24-port QSFP28 (supported QSFP+/QSFP28) Edge Router feature set: Includes the following; (1) 3HE14648CA - SYS - SR-1s 2.4T 24pt QSFP28 - HE + LVDC (5) 3HE12376AA - FAN - 7750 SR-1s Fan Module (2) 3HE11185AA - PSU - LVDC 6kw Power Supply 7750 SR-1s system, 2x FP4 complex, performance restricted to 2.4T FD, port restricted to 24-connectors Universal QSFP28. High-Scale Edge (HE) scale feature set (no restrict hardware queues or egress policers) This 7750 SR-1s is based off “3HE13800xA - SYS-SR-1s 2.4T 36pt QSFP28 to 3.6T DC” licensed to 2.4T throughput and 24-connectors hard license enabled. Full High-Scale Edge feature set. Hardware performance upgradeable from 2.4T to 3.6T intelligent fan-in/fan-out. | 1120000 | 35% | 728000
3HE15776AA | 7750 SR-s CPM2 IMPEDANCE PANEL Impedance Panel, must be installed in every empty CPM slot. | 3500 | 35% | 2275
3HE15779AA | FAN - 7220 IXR-D3 32QSFP28 2SFP+, FtoB | 181 | 35% | 117.65
3HE15780AA | FAN - 7220 IXR-D2 48SFP28 8QSFP28, FtoB | 181 | 35% | 117.65
3HE15781AA | FAN - 7220 IXR-D2 48SFP28 8QSFP28, BtoF | 181 | 35% | 117.65
3HE15785AA | 7250 IXR-X1 supporting 32 x 100 GE QSFP28 + 4 x 400 GE QSFP-DD ports. 1RU system. Ships with accessory kit. 2 x PSUs required for 1+1 power and 3 x fan trays required per system. Fans & PSUs sold separately. | 500000 | 35% | 325000
3HE15787AA | 7250 IXR-X fan tray for 1 RU systems, front-to-back airflow. | 4000 | 35% | 2600
3HE15789AA | 7250 IXR-Xs supporting 6 x 400 GE QSFP-DD ports + 48 x 50 GE SFP56. 1RU System. Ships with a IXR-X 1RU accessory kit. 2 x PSUs required for 1+1 power and 3 x fan trays required per system. Fans & PSUs sold separately. | 450000 | 35% | 292500
3HE15791AA | 7250 IXR-X 1300W AC power supply with front-to-back airflow. | 2000 | 35% | 1300
3HE15808AA | Release 20.x Operating Software License with support for base features and scaling. One (1) Operating Software License is required for each node in the network. Includes two (2) programmed 4GB Compact Flash cards with the Operating Software. SR-OS License for the following Platforms; 7750 SR-a4/a8 7750 SR-1e/2e/3e 7750 SR-1/7/12/12e 7750 SR-1s/2s/7s/14s 7950 XRS-16c/20/20e/40 Additional functionality and scale are available via additional licenses. | 10000 | 35% | 6500
3HE15809AA | Release 20.x ZTP - Zero Touch Provisioning - Operating Software License with support for base features and scaling. One (1) Operating Software License is required for each node in the network. Includes two (2) programmed 4GB Compact Flash cards with the Operating Software. SR-OS License for the following Platforms; 7750 SR-1e 7750 SR-1 7750 SR-1s/2s/7s/14s Additional functionality and scale are available via additional licenses. | 11000 | 35% | 7150
3HE15839AA | ESA - 7750 SR Extended Services Appliance 100G which provides extended compute functions. AC power. This bundle does not include power cables or QSFP hardware. | 40000 | 35% | 26000
3HE15840AA | ESA - 7750 SR Extended Services Appliance 100G which provides extended compute functions (no Encryption). AC power. This bundle does not include power cables or QSFP hardware. | 40000 | 35% | 26000
3HE15841AA | ESA - 7750 SR Extended Services Appliance 100G which provides extended compute functions. DC Power. This bundle does not include QSFP hardware. | 40000 | 35% | 26000
3HE15842AA | ESA - 7750 SR Extended Services Appliance 100G which provides extended compute functions (no Encryption). DC Power. This bundle does not include QSFP hardware. | 40000 | 35% | 26000
3HE15843AA | Nuage Virtualized Network Services (VNS) Network Services Software (Virtual) Gateway (NSG-V) Basic Router RTU License 20Gbps Includes: - QoS functionality (ingress policing, egress shaping, classification and marking) - NSG Bootstrapping for activating NSGs through VSP - NSG Automation for centralized provisioning and management - Basic IP Routing and Internet Access support | 18000 | 35% | 11700
3HE15844AA | Nuage Virtualized Network Services (VNS) Network Services Software (Virtual) Gateway (NSG-V) Basic Router Annual RTU License 20Gbps Includes: - QoS functionality (ingress policing, egress shaping, classification and marking) - NSG Bootstrapping for activating NSGs through VSP - NSG Automation for centralized provisioning and management - Basic IP Routing and Internet Access support | 7200 | 35% | 4680
3HE15845AA | Nuage Virtualized Network Services (VNS) Network Services Gateway (NSG) VPN Router RTU License 20Gbps Includes: - VPN Router add-on for NSG Basic Router License - Enables L2VPN (Point-to-Point, Multipoint) services - Enables L3VPN services Requires the purchase of basic router license | 8100 | 35% | 5265
3HE15846AA | Nuage Virtualized Network Services (VNS) Network Services Gateway (NSG) VPN Router Annual RTU License 20Gbps Includes: - VPN Router add-on for NSG Basic Router License - Enables L2VPN (Point-to-Point, Multipoint) services - Enables L3VPN services Requires the purchase of basic router license | 3240 | 35% | 2106
3HE15847AA | Nuage Virtualized Network Services (VNS) Network Services Gateway (NSG) Access Control List (ACL) RTU License 20Gbps | 1440 | 35% | 936
3HE15848AA | Nuage Virtualized Network Services (VNS) Network Services Gateway (NSG) Access Control List (ACL) Annual RTU 20Gbps | 576 | 35% | 374.4
3HE15849AA | Nuage Virtualized Network Services (VNS) Network Services Gateway (NSG) Network Address Translation (NAT)/Port Address Translation (PAT) RTU License 20Gbps Enables the use of 1:1 NAT and N:1 PAT on underlay addresses | 2340 | 35% | 1521
3HE15850AA | Nuage Virtualized Network Services (VNS) Network Services Gateway (NSG) Network Address Translation (NAT)/Port Address Translation (PAT) Annual RTU License 20Gbps Enables the use of 1:1 NAT and N:1 PAT on underlay addresses | 936 | 35% | 608.4
3HE15851AA | Nuage Virtualized Network Services (VNS) Network Services Gateway (NSG) IPsec RTU License 20Gbps Enables IPsec wrapping of VXLAN tunnels for L2VPN/L3VPN data path Requires the purchase of NSG VPN License | 7560 | 35% | 4914
3HE15852AA | Nuage Virtualized Network Services (VNS) Network Services Gateway (NSG) IPsec Annual RTU License 20Gbps Enables IPsec wrapping of VXLAN tunnels for L2VPN/L3VPN data path Requires the purchase of NSG VPN License | 3024 | 35% | 1965.6
3HE15853AA | Nuage Virtualized Network Services (VNS) Network Services Gateway Border Router (NSG-BR) Right-To-Use 20Gbps Includes: - L3 Domain linking between WAN and DC - IPsec to VxLAN / VxLAN to VxLAN - Enables Policy across WAN and DC Requires the purchase of base route and VPN router licenses An additional IPsec license is required for IPsec to VxLAN | 78840 | 35% | 51246
3HE15854AA | Nuage Virtualized Network Services (VNS) Network Services Gateway Border Router (NSG-BR) annual RTU License 20Gbps Includes: - L3 Domain linking between WAN and DC - IPsec to VxLAN / VxLAN to VxLAN - Enables Policy across WAN and DC Requires the purchase of base route and VPN router licenses An additional IPsec license is required. | 31536 | 35% | 20498.4
3HE15855AA | "Nuage Virtualized Network Services (VNS) Network Services Gateway (NSG) Business Intelligence Statistics RTU License 20Gbps enables Application Performance Management, Network Performance Measurement, Usage Reporting and Statistics collection from NSGs for analytics purposes" | 3780 | 35% | 2457
3HE15856AA | "Nuage Virtualized Network Services (VNS) Network Services Gateway (NSG) Business Intelligence Statistics Annual RTU License 20Gbps enables Application Performance Management, Network Performance Measurement, Usage Reporting and Statistics collection from NSGs for analytics purposes" | 1512 | 35% | 982.8
3HE15857AA | Nuage Virtualized Network Services (VNS) Network Services Gateway (NSG) Service Chaining RTU License 20Gbps Enables service chaining from NSG-to-NSG or NSG-to-service delivery point such as a datacenter VRS, VRS-G, VSG, or other VNF. Requires the purchase of NSG VPN License | 3780 | 35% | 2457
3HE15858AA | Nuage Virtualized Network Services (VNS) Network Services Gateway (NSG) Service Chaining Annual RTU License 20Gbps Enables service chaining from NSG-to-NSG or NSG-to-service delivery point such as a datacenter VRS, VRS-G, VSG, or other VNF. Requires the purchase of NSG VPN License | 1512 | 35% | 982.8
3HE15859AA | Nuage Virtualized Network Services (VNS) Network Services Gateway (NSG) Web Filtering RTU License 20Gbps | 4500 | 35% | 2925
3HE15860AA | Nuage Virtualized Network Services (VNS) Network Services Gateway (NSG) Web Filtering Annual RTU License 20Gbps | 1800 | 35% | 1170
3HE15861AA | Nuage Virtualized Security Service Layer 4 Flow Data Source License per NSG device with up to 50Mbps license | 120 | 35% | 78
3HE15862AA | Nuage Virtualized Security Service Layer 4 Flow Data Source Annual RTU License per NSG device with up to 50Mbps throughput | 48 | 35% | 31.2
3HE15863AA | Nuage Virtualized Security Service Layer 4 Flow Data Source License per NSG device with up to 20Gbps license | 4500 | 35% | 2925
3HE15864AA | Nuage Virtualized Security Service Layer 4 Flow Data Source Annual RTU License per NSG device with up to 20Gbps throughput | 1800 | 35% | 1170
3HE15866AA | 7220 IXR SR Linux 20.x System license for 7220 IXR-D1/2/3 and 7220 IXR-H2/3 platforms - one per system requiring base level functionality | 15000 | 35% | 9750
3HE15867AA | 7220 IXR SR Linux 20.x Services license for 7220 IXR-D1/2/3 and 7220 IXR-H2/3 platforms - one per system requiring services level functionality (includes system license functionality). | 22000 | 35% | 14300
3HE15868AA | 7220 IXR SR Linux 20.x Advanced license for 7220 IXR-D1/2/3 and 7220 IXR-H2/3 platforms - one per system requiring advanced level functionality (includes services license functionality). | 25000 | 35% | 16250
3HE15869AA | 7220 IXR-D2/3 SR Linux Enhanced scale add-on license - one per system requiring enhanced scale | 10000 | 35% | 6500
3HE15870AA | 7220 IXR-H2/3 SR Linux Enhanced scale add-on license - one per system requiring enhanced scale | 10000 | 35% | 6500
3HE15896AA | AC Power Cable, IEC-60320-C14 to IEC-60320-C13 AUTO-LOCK, 3.05m (10ft) Long, supported on the 7750 SR-1 and 7210 SAS-S/Sx platforms | 250 | 35% | 162.5
3HE16000AA | FAN - Nuage 7850 NSG-X600 series spare fan module. NSG-X6xx units ship with 2+1 redundant fan modules and this is an additional spare fan module. | 295 | 35% | 191.75
3HE16092AA | FAN - 7220 IXR-D3 32QSFP28 2SFP+, BtoF | 181 | 35% | 117.65
3HE16193AA | ACC - Rail-Kit (fits 19" RM and 21" OR Rack) for 3HE15621AA 7220 IXR-D1 3HE15622AA 7220 IXR-D2 3HE15623AA 7220 IXR-D3 3HE16425AA 7220 IXR-H3 | 615 | 35% | 399.75
3HE16196AA | 7750 SR-7s DC complete chassis bundle, shipped with all common hardware. Control Redundant. Includes: (1) 3HE11905AA - CHAS - 7750 SR-7s CHASSIS, (1) 3HE12560AA - CMA - 7750 SR-7s CMA2-7s, (2) 3HE12559AA - CPM - 7750 SR-s CPM2-14s/7s (4) 3HE11315AA - SFM - 7750 SR-7s/14s, (4) 3HE11312AA - FAN - 7750 SR-7s/14s FAN TRAY , (1) 3HE11180AA - CHAS - 7750 SR-7s/14s LVDC POWER SHELF, (3) 3HE11185AA - PSU - LVDC 6kw POWER SUPPLY, (1) 3HE11181AA - COM - 7750 SR-7s/14s COMMUNICATION CARD Note: LVDC Power Shelf includes the filler panels for the PSU. Additional items in which will need to be purchased separately are; Impedance Panels in all empty slots (XCM-s, XMA-s, CPM-s), LVDC power shelf accessory kit and power lug kit, and optional air filter door kit. Chassis accessory kit included | 442750 | 35% | 287787.5
3HE16197AA | 7750 SR-7s AC/HVDC complete chassis bundle, shipped with all common hardware. Control redundancy. Includes: (1) 3HE11905AA - CHAS - 7750 SR-7s CHASSIS, (1) 3HE12560AA - CMA - 7750 SR-7s CMA2-7s, (2) 3HE12559AA - CPM - 7750 SR-s CPM2-14s/7s (4) 3HE11315AA - SFM - 7750 SR-7s/14s, (4) 3HE11312AA - FAN - 7750 SR-7s/14s FAN TRAY, (1) 3HE11179AA - CHAS - 7750 SR-7s/14s AC/HVDC PWR SHELF (3) 3HE11183AA - PSU - AC/HVDC 6kw POWER SUPPLY, (1) 3HE11181AA - COM - 7750 SR-7s/14s COMMUNICATION CARD Note: AC/HVDC Power Shelf includes the filler panels for the PSU. Additional items in which will need to be purchased separately are; Impedance Panels in all empty slots (XCM-s, XMA-s, CPM-s), AC/HVDC power shelf accessory kit, Power Cords and optional air filter door kit. Chassis accessory kit included | 442750 | 35% | 287787.5
3HE16198AA | 7750 SR-7s DC complete chassis bundle, shipped with all common hardware. No control redundancy. Includes: (1) 3HE11905AA - CHAS - 7750 SR-7s CHASSIS, (1) 3HE12560AA - CMA - 7750 SR-7s CMA2-7s, (1) 3HE12559AA - CPM - 7750 SR-s CPM2-14s/7s, (4) 3HE11315AA - SFM - 7750 SR-7s/14s, (4) 3HE11312AA - FAN - 7750 SR-7s/14s FAN TRAY, (1) 3HE11180AA - CHAS - 7750 SR-7s/14s LVDC POWER SHELF, (3) 3HE11185AA - PSU - LVDC 6kw POWER SUPPLY, (1) 3HE11181AA - COM - 7750 SR-7s/14s COMMUNICATION CARD Note: LVDC Power Shelf includes the filler panels for the PSU. Additional items in which will need to be purchased separately are; Impedance Panels in all empty slots (XCM-s, XMA-s, CPM-s), LVDC power shelf accessory kit and power lug kit, and optional air filter door kit. Chassis accessory kit included | 385250 | 35% | 250412.5
3HE16199AA | 7750 SR-7s AC/HVDC complete chassis bundle, shipped with all common hardware. No control redundancy. Includes: (1) 3HE11905AA - CHAS - 7750 SR-7s CHASSIS, (1) 3HE12560AA - CMA - 7750 SR-7s CMA2-7s, (1) 3HE12559AA - CPM - 7750 SR-s CPM2-14s/7s, (4) 3HE11315AA - SFM - 7750 SR-7s/14s, (4) 3HE11312AA - FAN - 7750 SR-7s/14s FAN TRAY, (1) 3HE11179AA - CHAS - 7750 SR-7s/14s AC/HVDC PWR SHELF, (3) 3HE11183AA - PSU - AC/HVDC 6kw POWER SUPPLY, (1) 3HE11181AA - COM - 7750 SR-7s/14s COMMUNICATION CARD Note: AC/HVDC Power Shelf includes the filler panels for the PSU. Additional items in which will need to be purchased separately are; Impedance Panels in all empty slots (XCM-s, XMA-s, CPM-s), AC/HVDC power shelf accessory kit, Power Cords and optional air filter door kit. Chassis accessory kit included | 385250 | 35% | 250412.5
3HE16200AA | 7750 SR-14s DC complete chassis bundle, shipped with all common hardware. Includes: (1) 3HE11301AA - CHAS - 7750 SR-14s CHASSIS, (1) 3HE12561AA - CMA - 7750 SR-14s CMA2-14s, (2) 3HE12559AA - CPM - 7750 SR-s CPM2-14s/7s (8) 3HE11315AA - SFM - 7750 SR-7s/14s, (8) 3HE11312AA - FAN - 7750 SR-7s/14s FAN TRAY, (1) 3HE11180AA - CHAS - 7750 SR-7s/14s LVDC POWER SHELF, (5) 3HE11185AA - PSU - LVDC 6kw POWER SUPPLY, (1) 3HE11181AA - COM - 7750 SR-7s/14s COMMUNICATION CARD Note: LVDC Power Shelf includes the filler panels for the PSU. Additional items in which will need to be purchased separately are; Impedance Panels in all empty slots (XCM-s, XMA-s, CPM-s), LVDC power shelf accessory kit and power lug kit, and optional air filter door kit. Chassis accessory kit included | 701500 | 35% | 455975
3HE16201AA | 7750 SR-14s AC/HVDC complete chassis bundle, shipped with all common hardware. Includes: (1) 3HE11301AA - CHAS - 7750 SR-14s CHASSIS, (1) 3HE12561AA - CMA - 7750 SR-14s CMA2-14s, (2) 3HE12559AA - CPM - 7750 SR-s CPM2-14s/7s (8) 3HE11315AA - SFM - 7750 SR-7s/14s, (8) 3HE11312AA - FAN - 7750 SR-7s/14s FAN TRAY, (1) 3HE11179AA - CHAS - 7750 SR-7s/14s AC/HVDC PWR SHELF, (5) 3HE11183AA - PSU - AC/HVDC 6kw POWER SUPPLY, (1) 3HE11181AA - COM - 7750 SR-7s/14s COMMUNICATION CARD Note: AC/HVDC Power Shelf includes the filler panels for the PSU. Additional items in which will need to be purchased separately are; Impedance Panels in all empty slots (XCM-s, XMA-s, CPM-s), AC/HVDC power shelf accessory kit, Power Cords and optional air filter door kit. Chassis accessory kit included | 701500 | 35% | 455975
3HE16210AA | 7220 IXR-D1 with 1 PS AC, FtoB complete chassis bundle with all common hardware including: (1) 3HE15621AA - SYS - 7220 IXR-D1 48baseT 4SFP+ (1) 3HE15625AA - PS - 7220 IXR-D1 48baseT 4SFP+ AC, FtoB (3) 3HE15631AA - FAN - 7220 IXR-D1 48baseT 4SFP+, FtoB | 14153 | 35% | 9199.45
3HE16211AA | 7220 IXR-D1 with 1 PS AC, BtoF complete chassis bundle with all common hardware including: (1) 3HE15621AA - SYS - 7220 IXR-D1 48baseT 4SFP+ (1) 3HE15626AA - PS - 7220 IXR-D1 48baseT 4SFP+ AC, BtoF (3) 3HE15632AA - FAN - 7220 IXR-D1 48baseT 4SFP+, BtoF | 14153 | 35% | 9199.45
3HE16212AA | 7220 IXR-D1 with 1 PS DC, FtoB complete chassis bundle with all common hardware including: (1) 3HE15621AA - SYS - 7220 IXR-D1 48baseT 4SFP+ (1) 3HE15629AA - PS - 7220 IXR-D1 48baseT 4SFP+ DC, FtoB (3) 3HE15631AA - FAN - 7220 IXR-D1 48baseT 4SFP+, FtoB | 15118 | 35% | 9826.7
3HE16213AA | 7220 IXR-D1 with 1 PS DC, BtoF complete chassis bundle with all common hardware including: (1) 3HE15621AA - SYS - 7220 IXR-D1 48baseT 4SFP+ (1) 3HE15630AA - PS - 7220 IXR-D1 48baseT 4SFP+ DC, BtoF (3) 3HE15632AA - FAN - 7220 IXR-D1 48baseT 4SFP+, BtoF | 15118 | 35% | 9826.7
3HE16214AA | 7220 IXR-D2 with 1 PS AC, FtoB complete chassis bundle with all common hardware including: (1) 3HE15622AA - SYS - 7220 IXR-D2 48SFP28 8QSFP28 (1) 3HE11886AA - PS - 210 WBX AC (FtoB) (4) 3HE15780AA - FAN - 7220 IXR-D2 48SFP28 8QSFP28, FtoB | 24309 | 35% | 15800.85
3HE16215AA | 7220 IXR-D2 with 1 PS AC, BtoF complete chassis bundle with all common hardware including: (1) 3HE15622AA - SYS - 7220 IXR-D2 48SFP28 8QSFP28 (1) 3HE11885AA - PS - 210 WBX AC (BtoF) (4) 3HE15781AA - FAN - 7220 IXR-D2 48SFP28 8QSFP28, BtoF | 24309 | 35% | 15800.85
3HE16216AA | 7220 IXR-D2 with 1 PS DC, FtoB complete chassis bundle with all common hardware including: (1) 3HE15622AA - SYS - 7220 IXR-D2 48SFP28 8QSFP28 (1) 3HE10837AA - PS - 210 WBX, 7210 Sx 100G -48VDC (FtoB) (4) 3HE15780AA - FAN - 7220 IXR-D2 48SFP28 8QSFP28, FtoB | 24939 | 35% | 16210.35
3HE16217AA | 7220 IXR-D2 with 1 PS DC, BtoF complete chassis bundle with all common hardware including: (1) 3HE15622AA - SYS - 7220 IXR-D2 48SFP28 8QSFP28 (1) 3HE11883AA - PS - 210 WBX -48V DC (BtoF) (4) 3HE15781AA - FAN - 7220 IXR-D2 48SFP28 8QSFP28, BtoF | 24939 | 35% | 16210.35
3HE16218AA | 7220 IXR-D3 with 1 PS AC, FtoB complete chassis bundle with all common hardware including: (1) 3HE15623AA - SYS - 7220 IXR-D3 32QSFP28 2SFP+ (1) 3HE11886AA - PS - 210 WBX AC (FtoB) (5) 3HE15779AA - FAN - 7220 IXR-D3 32QSFP28 2SFP+, FtoB | 31864 | 35% | 20711.6
3HE16219AA | 7220 IXR-D3 with 1 PS AC, BtoF complete chassis bundle with all common hardware including: (1) 3HE15623AA - SYS - 7220 IXR-D3 32QSFP28 2SFP+ (1) 3HE11885AA - PS - 210 WBX AC (BtoF) (5) 3HE16092AA - FAN - 7220 IXR-D3 32QSFP28 2SFP+, BtoF | 31864 | 35% | 20711.6
3HE16220AA | 7220 IXR-D3 with 1 PS DC, FtoB complete chassis bundle with all common hardware including: (1) 3HE15623AA - SYS - 7220 IXR-D3 32QSFP28 2SFP+ (1) 3HE10837AA - PS - 210 WBX, 7210 Sx 100G -48VDC (FtoB) (5) 3HE15779AA - FAN - 7220 IXR-D3 32QSFP28 2SFP+, FtoB | 32494 | 35% | 21121.1
3HE16221AA | 7220 IXR-D3 with 1 PS DC, BtoF complete chassis bundle with all common hardware including: (1) 3HE15623AA - SYS - 7220 IXR-D3 32QSFP28 2SFP+ (1) 3HE11883AA - PS - 210 WBX -48V DC (BtoF) (5) 3HE16092AA - FAN - 7220 IXR-D3 32QSFP28 2SFP+, BtoF | 32494 | 35% | 21121.1
3HE16222AA | 7220 IXR-H2 with 2 PS DC, FtoB complete chassis bundle with all common hardware including: (1) 3HE16421AA - SYS - 7220 IXR-H2 128QSFP28 (2) 3HE16426AA - PS - 7220 IXR-H2 128QSFP28 -48VDC, FtoB (8) 3HE16430AA - FAN - 7220 IXR-H2 128QSFP28, FtoB (1) 3HE16662AA - ACC - Rail-Kit for 7220 IXR-H2 | 93939.43 | 35% | 61060.6295
3HE16223AA | 7220 IXR-H2 with 2 PS DC, BtoF complete chassis bundle with all common hardware including: (1) 3HE16421AA - SYS - 7220 IXR-H2 128QSFP28 (2) 3HE16427AA - PS - 7220 IXR-H2 128QSFP28 -48VDC, BtoF (8) 3HE16431AA - FAN - 7220 IXR-H2 128QSFP28, BtoF (1) 3HE16662AA - ACC - Rail-Kit for 7220 IXR-H2 | 93939.43 | 35% | 61060.6295
3HE16224AA | 7220 IXR-H2 with 2 PS AC, FtoB complete chassis bundle with all common hardware including: (1) 3HE16421AA - SYS - 7220 IXR-H2 128QSFP28 (2) 3HE16428AA - PS - 7220 IXR-H2 128QSFP28 AC, FtoB (8) 3HE16430AA - FAN - 7220 IXR-H2 128QSFP28, FtoB (1) 3HE16662AA - ACC - Rail-Kit for 7220 IXR-H2 | 93178.43 | 35% | 60565.9795
3HE16225AA | 7220 IXR-H2 with 2 PS AC, BtoF complete chassis bundle with all common hardware including: (1) 3HE16421AA - SYS - 7220 IXR-H2 128QSFP28 (2) 3HE16429AA - PS - 7220 IXR-H2 128QSFP28 AC, BtoF (8) 3HE16431AA - FAN - 7220 IXR-H2 128QSFP28, BtoF (1) 3HE16662AA - ACC - Rail-Kit for 7220 IXR-H2 | 93178.43 | 35% | 60565.9795
3HE16226AA | 7220 IXR-H3 with 1 PS DC, FtoB complete chassis bundle with all common hardware including: (1) 3HE16425AA - SYS - 7220 IXR-H3 32QSFPDD 2SFP+ (1) 3HE16432AA - PS - 7220 IXR-H3 32QSFPDD -48VDC, FtoB (6) 3HE16436AA - FAN - 7220 IXR-H3 32QSFPDD, FtoB | 45834.25 | 35% | 29792.2625
3HE16227AA | 7220 IXR-H3 with 1 PS DC, BtoF complete chassis bundle with all common hardware including: (1) 3HE16425AA - SYS - 7220 IXR-H3 32QSFPDD 2SFP+ (1) 3HE16433AA - PS - 7220 IXR-H3 32QSFPDD -48VDC, BtoF (6) 3HE16437AA - FAN - 7220 IXR-H3 32QSFPDD, BtoF | 45988 | 35% | 29892.2
3HE16228AA | 7220 IXR-H3 with 1 PS AC, FtoB complete chassis bundle with all common hardware including: (1) 3HE16425AA - SYS - 7220 IXR-H3 32QSFPDD 2SFP+ (1) 3HE16434AA - PS - 7220 IXR-H3 32QSFPDD AC, FtoB (6) 3HE16436AA - FAN - 7220 IXR-H3 32QSFPDD, FtoB | 45515.33 | 35% | 29584.9645
3HE16229AA | 7220 IXR-H3 with 1 PS AC, BtoF complete chassis bundle with all common hardware including: (1) 3HE16425AA - SYS - 7220 IXR-H3 32QSFPDD 2SFP+ (1) 3HE16435AA - PS - 7220 IXR-H3 32QSFPDD AC, BtoF (6) 3HE16437AA - FAN - 7220 IXR-H3 32QSFPDD, BtoF | 45669.08 | 35% | 29684.902
3HE16421AA | SYS - 7220 IXR-H2 128QSFP28, base platform. Does not include fans or power supplies | 87276.63 | 35% | 56729.8095
3HE16425AA | SYS - 7220 IXR-H3 32QSFPDD 2SFP+, base platform. Does not include fans or power supplies | 42722.01 | 35% | 27769.3065
3HE16426AA | PS - 7220-H2 128QSFP28 -48VDC, FtoB | 1943 | 35% | 1262.95
3HE16427AA | PS - 7220-H2 128QSFP28 -48VDC, BtoF | 1943 | 35% | 1262.95
3HE16428AA | PS - 7220-H2 128QSFP28 AC, FtoB | 1562.5 | 35% | 1015.625
3HE16429AA | PS - 7220-H2 128QSFP28 AC, BtoF | 1562.5 | 35% | 1015.625
3HE16430AA | FAN - 7220-H2 128QSFP28, FtoB | 278.35 | 35% | 180.9275
3HE16431AA | FAN - 7220-H2 128QSFP28, BtoF | 278.35 | 35% | 180.9275
3HE16432AA | PS - 7220-H3 32QSFDD -48VDC, FtoB | 2347.24 | 35% | 1525.706
3HE16433AA | PS - 7220-H3 32QSFDD -48VDC, BtoF | 2347.24 | 35% | 1525.706
3HE16434AA | PS - 7220-H3 32QSFDD AC, FtoB | 2028.32 | 35% | 1318.408
3HE16435AA | PS - 7220-H3 32QSFDD AC, BtoF | 2028.32 | 35% | 1318.408
3HE16436AA | FAN - 7220-H3 32QSFDD, FtoB | 127.5 | 35% | 82.875
3HE16437AA | FAN - 7220-H3 32QSFDD, BtoF | 153.125 | 35% | 99.5312
3HE16455AA | This RTU is required to enable IPsec bandwidth in increments of 100 Mbps for IMIX traffic distribution on ESA; One (1) license is required for every increment of 100 Mbps of IPsec encryption capacity on ESA per SR. Multiple RTUs may be applied to a single SR to allow the required bandwidth scale. | 250 | 35% | 162.5
3HE16456AA | This RTU is required to enable IPsec tunnel scale in increments of 1,000 on ESA; One (1) license is required for every increment of 1,000 IPsec tunnels on ESA per SR. Multiple RTUs may be applied to a single SR to allow the required tunnel scale. | 1500 | 35% | 975
3HE16493AA | SROS license to be able to use the MS-ISA for Perfect Stream. This license can repair 50 channels total (50x2 ingress video stream). Additional licenses are required for each video application. A Per system license. The “Video Base license” is required | 50000 | 35% | 32500
3HE16507AA | 7250 IXR-X fan tray for 1 RU systems, back-to-front airflow. | 4000 | 35% | 2600
3HE16510AA | 7250 IXR-s DC power cable 5-pack. 6m (19.7'). | 1200 | 35% | 780
3HE16511AA | Spare SD card (8GB). -40 to 85C, SLC. | 800 | 35% | 520
3HE16512AA | 1RU kit to convert the 7250 IXR-e aiflow from right-to-left to front-to-back. Note that there may be limitation that apply when using this. Refer to install manuals for details. | 800 | 35% | 520
3HE16598AA | Nuage Virtualized Network Services (VNS) Network Services Gateway (NSG) Intrusion Detection and Prevention (IDP) Base software Perpetual Right-To-Use license Up to 100Mbps. Use requires a valid subscription to signature updates (3HE16599AA). Supported on NSG-E200/300 series, NSG-X, and NSG-X200 appliances (not supported on NSG-C, NSG-C600 series, and NSG-X600 series) | 230 | 35% | 149.5
3HE16599AA | Nuage Virtualized Network Services (VNS) Network Services Gateway (NSG) Intrusion Detection and Prevention (IDP) Signature Updates Annual Subscription Right-To-Use license Up to 100Mbps. Pre-requisite purchase of base IDP license (3HE16598AA) required. Supported on NSG-E200/300 series, NSG-X, and NSG-X200 appliances (not supported on NSG-C, NSG-C600 series, and NSG-X600 series) | 115 | 35% | 74.75
3HE16600AA | Nuage Virtualized Network Services (VNS) Network Services Gateway (NSG) Intrusion Detection and Prevention (IDP) Base SW and Signature Updates Annual Subscription Right-To-Use license Up to 100Mbps. Supported on NSG-E200/300 series, NSG-X, and NSG-X200 appliances (not supported on NSG-C, NSG-C600 series, and NSG-X600 series) | 210 | 35% | 136.5
3HE16603AA | SYS-7250 IXR-e 24SFP+ 8SFP28 2QSFP28 AC Bundle Includes: (1) 3HE15386AA SYS - 7250 IXR-e 24SFP+ 8SFP28 2QSFP28 GNSS (2) 3HE14784AA PS - 7250 IXR-e AC Software image and AC Power Cables Not included | 41200 | 35% | 26780
3HE16604AA | SYS-7250 IXR-e 24SFP+ 8SFP28 2QSFP28 DC Bundle Includes: (1) 3HE15386AA SYS - 7250 IXR-e 24SFP+ 8SFP28 2QSFP28 GNSS (2) 3HE14785AA PS - 7250 IXR-e DC Software image Not included | 41640 | 35% | 27066
3HE16605AA | SYS-7250 IXR-e 14SFP+ 4T AC Bundle Includes (1) 3HE15387AA SYS - 7250 IXR-e 14 SFP+ + 4TX GNSS (2) 3HE14784AA PS - 7250 IXR-e AC Software image and AC Power Cables Not included | 30200 | 35% | 19630
3HE16606AA | SYS-7250 IXR-e 14SFP+ 4T AC Bundle Includes (1) 3HE15387AA SYS - 7250 IXR-e 14 SFP+ + 4TX GNSS (2) 3HE14785AA PS - IXR-e DC Software image Not included | 30640 | 35% | 19916
3HE16656AA | Nuage Virtualized Network Services (VNS) software Perpetual Right-To-Use license for sites with the following restrictions: Max access side devices: 5, single-homed deployments (1 uplink support with auxiliary secondary uplink optional), Hub and Spoke Deployment only, NSG hardware appliance purchased, use of IDP feature requires annual subscription to signature updates. MOQ of 500 licenses. | 749 | 35% | 486.85
3HE16657AA | Nuage Virtualized Network Services (VNS) software Annual Right-To-Use license for sites with the following restrictions: Max access side devices allowed: 5, single-homed deployments (1 uplink support with auxiliary secondary uplink optional), Hub and Spoke Deployment only, NSG hardware appliance purchased, use of IDP feature requires annual subscription to signature updates. MOQ of 500 licenses. | 299 | 35% | 194.35
3HE16662AA | ACC - Rail-Kit for 7220 IXR-H2 | 550 | 35% | 357.5
3HE16686AA | 7250 IXR-X 1800W AC power supply with back-to-front airflow configuration | 3000 | 35% | 1950
3HE16839AA | 7250 IEEE 1588 PTP Freq & Time/Phase Right To Use license. Applicable to 1588 Slave or Boundary or Grandmaster Clocks. OAM performance can be improved with PTP time accuracy Notes: One (1) Operating Software License is required for each IXR-6/10/R6/s/Xs/X1 in the network. | 2500 | 35% | 1625
3HE16840AA | 7250 IEEE 1588 PTP Freq & Time/Phase Right To Use license. Applicable to 1588 Slave or Boundary or Grandmaster Clocks. OAM performance can be improved with PTP time accuracy Notes: One (1) Operating Software License is required for each IXR-R4, IXR-e (2p 100G, 8p 25G, 24p 10G including GNSS variants) in the network. | 1500 | 35% | 975
3HE16841AA | 7250 IEEE 1588 PTP Freq & Time/Phase Right To Use license. Applicable to 1588 Slave or Boundary or Grandmaster Clocks. OAM performance can be improved with PTP time accuracy Notes: One (1) Operating Software License is required for each IXR-e (14p 10G, 4p Tx including GNSS variants), IXR-ec, in the network. | 1000 | 35% | 650
3HE16911AA | Nuage Virtualized Security Service (VSS) Threat Intelligence based on IP Reputation software Perpetual Right-To-Use license up to 50Mbps on any NSG appliance | 30 | 35% | 19.5
3HE16912AA | Nuage Virtualized Security Service (VSS) Threat Intelligence based on IP Reputation software Perpetual Right-To-Use license up to 100Mbps on any NSG appliance | 40 | 35% | 26
3HE16913AA | Nuage Virtualized Security Service (VSS) Threat Intelligence based on IP Reputation software Perpetual Right-To-Use license up to 200Mbps on any NSG appliance | 60 | 35% | 39
3HE16914AA | Nuage Virtualized Security Service (VSS) Threat Intelligence based on IP Reputation software Perpetual Right-To-Use license up to 500Mbps on any NSG appliance | 105 | 35% | 68.25
3HE16915AA | Nuage Virtualized Security Service (VSS) Threat Intelligence based on IP Reputation software Perpetual Right-To-Use license up to 1Gbps on any NSG appliance | 205 | 35% | 133.25
3HE16916AA | Nuage Virtualized Security Service (VSS) Threat Intelligence based on IP Reputation software Perpetual Right-To-Use license up to 2Gbps on any NSG appliance | 620 | 35% | 403
3HE16917AA | Nuage Virtualized Security Service (VSS) Threat Intelligence based on IP Reputation software Perpetual Right-To-Use license up to 10Gbps on any NSG appliance | 735 | 35% | 477.75
3HE16918AA | Nuage Virtualized Security Service (VSS) Threat Intelligence based on IP Reputation software Perpetual Right-To-Use license up to 20Gbps on any NSG appliance | 1125 | 35% | 731.25
3HE16919AA | Nuage Virtualized Security Service (VSS) Threat Intelligence based on IP Reputation software Perpetual Right-To-Use license up to 10Gbps on any VRS instance | 425 | 35% | 276.25
3HE16920AA | Nuage Virtualized Security Service (VSS) Threat Intelligence based on IP Reputation software Perpetual Right-To-Use license up to 25Gbps on any VRS instance | 995 | 35% | 646.75
3HE16921AA | Nuage Virtualized Security Service (VSS) Threat Intelligence based on IP Reputation software Perpetual Right-To-Use license up to 40Gbps on any VRS instance | 1475 | 35% | 958.75
3HE16922AA | Nuage Virtualized Security Service (VSS) Threat Intelligence based on IP Reputation software Annual Right-To-Use license up to 50Mbps on any NSG appliance | 12 | 35% | 7.8
3HE16923AA | Nuage Virtualized Security Service (VSS) Threat Intelligence based on IP Reputation software Annual Right-To-Use license up to 100Mbps on any NSG appliance | 16 | 35% | 10.4
3HE16924AA | Nuage Virtualized Security Service (VSS) Threat Intelligence based on IP Reputation software Annual Right-To-Use license up to 200Mbps on any NSG appliance | 24 | 35% | 15.6
3HE16925AA | Nuage Virtualized Security Service (VSS) Threat Intelligence based on IP Reputation software Annual Right-To-Use license up to 500Mbps on any NSG appliance | 43 | 35% | 27.95
3HE16926AA | Nuage Virtualized Security Service (VSS) Threat Intelligence based on IP Reputation software Annual Right-To-Use license up to 1Gbps on any NSG appliance | 84 | 35% | 54.6
3HE16927AA | Nuage Virtualized Security Service (VSS) Threat Intelligence based on IP Reputation software Annual Right-To-Use license up to 2Gbps on any NSG appliance | 253 | 35% | 164.45
3HE16928AA | Nuage Virtualized Security Service (VSS) Threat Intelligence based on IP Reputation software Annual Right-To-Use license up to 10Gbps on any NSG appliance | 300 | 35% | 195
3HE16929AA | Nuage Virtualized Security Service (VSS) Threat Intelligence based on IP Reputation software Annual Right-To-Use license up to 20Gbps on any NSG appliance | 459 | 35% | 298.35
3HE16930AA | Nuage Virtualized Security Service (VSS) Threat Intelligence based on IP Reputation software Annual Right-To-Use license up to 10Gbps on any VRS instance | 173 | 35% | 112.45
3HE16931AA | Nuage Virtualized Security Service (VSS) Threat Intelligence based on IP Reputation software Annual Right-To-Use license up to 25Gbps on any VRS instance | 406 | 35% | 263.9
3HE16932AA | Nuage Virtualized Security Service (VSS) Threat Intelligence based on IP Reputation software Annual Right-To-Use license up to 40Gbps on any VRS instance | 602 | 35% | 391.3
3HE17087AA | Nuage Virtualized Network Services (VNS) Network Services Gateway (NSG) Intrusion Detection and Prevention (IDP) Base software Perpetual Right-To-Use license Up to 50Mbps. Use requires a valid subscription to signature updates. Supported on NSG-E200/300 series, NSG-X, and NSG-X200 appliances (not supported on NSG-C, NSG-C600 series, and NSG-X600 series) | 175 | 35% | 113.75
3HE17088AA | Nuage Virtualized Network Services (VNS) Network Services Gateway (NSG) Intrusion Detection and Prevention (IDP) Signature Updates Annual Subscription Right-To-Use license Up to 50Mbps. Pre-requisite purchase of base IDP license required. Supported on NSG-E200/300 series, NSG-X, and NSG-X200 appliances (not supported on NSG-C, NSG-C600 series, and NSG-X600 series) | 85 | 35% | 55.25
3HE17089AA | Nuage Virtualized Network Services (VNS) Network Services Gateway (NSG) Intrusion Detection and Prevention (IDP) Base SW and Signature Updates Annual Subscription Right-To-Use license Up to 50Mbps. Supported on NSG-E200/300 series, NSG-X, and NSG-X200 appliances (not supported on NSG-C, NSG-C600 series, and NSG-X600 series) | 155 | 35% | 100.75
3HE17191AA | 7250 IXR-X1 F2B chassis bundle with AC PSUs, includes: (1) 3HE15785AA - 7250 IXR-X1 32P QSFP28+4P QSFP-DD (3) 3HE15787AA - 7250 IXR-X 1RU Fan Tray (F2B) (2) 3HE15791AA - 7250 IXR-X 1300W AC (F2B) | 516000 | 35% | 335400
3HE17192AA | 7250 IXR-X1 B2F chassis bundle with AC PSUs, includes: (1) 3HE15785AA - 7250 IXR-X1 32P QSFP28+4P QSFP-DD (3) 3HE16507AA - 7250 IXR-X 1RU Fan Tray (B2F) (2) 3HE16686AA - 7250 IXR-X 1800W AC (B2F) | 518000 | 35% | 336700
3HE17193AA | 7250 IXR-Xs F2B chassis bundle with AC PSUs, includes: (1) 3HE15789AA - 7250 IXR-Xs 6P QSFP-DD+48P SFP56 (3) 3HE15787AA - 7250 IXR-X 1RU Fan Tray (F2B) (2) 3HE15791AA - 7250 IXR-X 1300W AC (F2B) | 466000 | 35% | 302900
3HE17194AA | 7250 IXR-Xs B2F chassis bundle with AC PSUs, includes: (1) 3HE15789AA - 7250 IXR-Xs 6P QSFP-DD+48P SFP56 (3) 3HE16507AA - 7250 IXR-X 1RU Fan Tray (B2F) (2) 3HE16686AA - 7250 IXR-X 1800W AC (B2F) | 468000 | 35% | 304200
END

## WDM Catalog
CODE / PN | PRODUCT / DESCRIPTION | MPL (GLP) $USD | DISCOUNT | UNIT PRICE
105412522 | CA E-KS-24227,L1 26GA RE00 UNDERWRITERS* | 0.36 | 50% | 0.18
105412530 | CA E-812A 4/26 RVAR | 0.19 | 50% | 0.095
105412928 | COPPER CABLE 286A TINNED 4 PAIR, 24AWG | 0.19 | 50% | 0.095
105412951 | COPPER CABLE 286A TINNED 8 PAIR, 24AWG | 0.72 | 50% | 0.36
106038029 | GROM-001-GROM-016 1/16IN* | 3.72 | 50% | 1.86
106312523 | OPTICAL ATTENUATOR,A3010 | 6.91 | 50% | 3.455
106989098 | CA E-WP-94077,L2 6PR 22GA CUT TO ORDER * | 1.73 | 50% | 0.865
107504219 | KIT-001-TAPE-MKR CM LBL * | 58.82 | 50% | 29.41
108072489 | ADAPTER ASSEMBLY, C1101A-2 | 9.89 | 50% | 4.945
108672874 | CA E-1175ARD 1/22 RVAR 1 | 0.5 | 50% | 0.25
108672890 | T1/DS1, 1175A, 22AWG, 1PR, Gray jacket | 0.49 | 50% | 0.245
109080473 | CABLE ASSEMBLY,LCCADS-A-AB-AB-150 | 254.14 | 50% | 127.07
109342246 | FI SIM 3.0 SM FC-FC 20M | 15.29 | 50% | 7.645
109373266 | FI SIM 1.6 SM LC-LC 3M | 10.86 | 50% | 5.43
109543835 | CA ASSY-LWSCC3-12-BS-NC-E/W COAX CONNZD* | 94.22 | 50% | 47.11
109544171 | CABLE ASSY*COAX | 94.22 | 50% | 47.11
109546515 | CA E-LWS09 8COND 24GA NON-CONN 300V CUS* | 0.43 | 50% | 0.215
109546606 | CA E-LWS56 8COND 24GA NON-CONN 300V CUS | 0.59 | 50% | 0.295
109546754 | CA ASSY-LWSES09-O-RJ-RJ-E/W SGNL CONNZD* | 5.11 | 50% | 2.555
109546952 | CA ASSY-LWSES26-B-RS-RS-E/W SGNL CONNZD* | 10.09 | 50% | 5.045
109547042 | CA ASSY-S56ORREW SGNL CONNZD 0FT 300V 8* | 13.44 | 50% | 6.72
109547059 | CA ASSY-LWSES59-O-RJ-RJ-E/W SGNL CONNZD | 8.12 | 50% | 4.06
109552430 | CA ASSY-LWSER16-O-RS-RS-E/W SGNL CONNZD* | 7.16 | 50% | 3.58
109552455 | CA ASSY-LWSES16-O-RS-RS-E/W SGNL CONNZD* | 22.32 | 50% | 11.16
109552463 | CA ASSY-LWSES16-B-RS-RS-E/W SGNL CONNZD* | 10.92 | 50% | 5.46
109592915 | CLI-LWSMC-2-A40LC-LC-E/W 2UN SGL MODE 0* | 41.09 | 50% | 20.545
109602201 | CLB-LWSMC-001C-SRB (OFS#108834169) 1UN * | 0.44 | 50% | 0.22
109608604 | CABLE ASSEMBLY, LWSER13-O-RS-RS-E/W, SIG | 9.96 | 50% | 4.98
109608646 | CABLE ASSEMBLY, LWSES14-O-RS-RS-E/W, SIG | 9.23 | 50% | 4.615
109608711 | CABLE ELECTRONIC, LWS13, 8 COND, 24 GA, | 0.82 | 50% | 0.41
109608745 | CA E-LWS14 8COND 24GA NON-CONN 300V CUS* | 0.82 | 50% | 0.41
109617241 | FIBER OPTIC CABLE INTERCONNECTION, LWSM6 | 81.18 | 50% | 40.59
109619478 | CLI-LWSA5-2-SCSC-E/W 2UN MULT 0FT CUST * | 57 | 50% | 28.5
109619502 | CLI-LWSA5-2-LCLC-E/W 2UN MULT 0FT CUST * | 65.4 | 50% | 32.7
109624387 | CA E-LWS54 8COND 24GA NON-CONN 300V CUS* | 0.59 | 50% | 0.295
109624429 | CA ASSY-LWSES54-O-RJ-RJ-E/W SGNL CONNZD* | 8.61 | 50% | 4.305
109656637 | CA SM SX LC-LC, LWSMC2B | 84.48 | 50% | 42.24
109661959 | CA ASSY-LWSES66-O-RS-RS-E/W SGNL CONNZD | 28.08 | 50% | 14.04
109673483 | CA E-LWS19 4PR 24GA NON-CONN 300V CUST * | 0.82 | 50% | 0.41
109673517 | CA ASSY-LWSES19-O-RS-RS-E/W SGNL CONNZD* | 9.23 | 50% | 4.615
109673533 | CABLE ASSY,LWSES19-G-RS-RS-E/W,SHIELDED, | 10.09 | 50% | 5.045
109673558 | CABLE ASSY,LWSER19-O-RS-RS-E/W,SHIELDED, | 9.23 | 50% | 4.615
109674002 | 2F, Indoor, SM-BIF, OFNR, 2.9mm OD SubUn | 50.11 | 50% | 25.055
109708958 | CA E-LWS64 8COND 24GA NON-CONN 300V CUS* | 0.96 | 50% | 0.48
109730002 | CA E-LWS12 4PR 24GA NON-CONN 300V CUST * | 0.82 | 50% | 0.41
109730036 | CA ASSY-LWSES12-O-RS-RS-E/W SGNL CONNZD* | 19.07 | 50% | 9.535
109743195 | CA ASSY-LWSES64-O-RS-RS-EW SGNL CONNZD * | 28.56 | 50% | 14.28
109766063 | FEE,1830PSS,3 YEAR SW SUBSCRIPTION | Custom Bid | 0% | Custom Bid
109767749 | FEE,1830PSS,1 YEAR SW SUBSCRIPTION | Custom Bid | 0% | Custom Bid
109767756 | FEE,1830PSS-1/PSS-4,1 YR SW SUBSCRIPTION | 1700 | 50% | 850
109767764 | FEE,1830PSS-1/PSS-4,3 YR SW SUBSCRIPTION | 5000 | 50% | 2500
109780270 | FEE,1830PSS,SW UPGRADE | 1200 | 50% | 600
109780288 | FEE,1830PSS-4,SW UPGRADE | 500 | 50% | 250
109781146 | 1AB187280001, RU OPTO TRX SFP 1GBE LX | 233 | 50% | 116.5
109781450 | FEE, 1354RM-PHM, 1 YEAR SW SUBSCRIPTION | 1700 | 50% | 850
109781468 | FEE, 1354RM-PHM, 3 YEAR SW SUBSCRIPTION | 5000 | 50% | 2500
109785691 | SFP MODULE,REUSE,CH300,1AB231410033 | 3200 | 50% | 1600
109785709 | SFP MODULE,REUSE,CH49,1AB231410014 | 3200 | 50% | 1600
109786384 | XFP MODULE,DWWM CH54,REUSE,1AB356630007 | 7327.2 | 50% | 3663.6
109791319 | OPTO TRX SFP I-16.1 DDM REUSE | 400 | 50% | 200
109791582 | CIRCUIT PACK,1692 MSE,REUSE,3AL95063AA | 3632.8 | 50% | 1816.4
109792101 | REUSE, CKP 109593012,WWCK01,1625 LAMBDAX | 61862.4 | 50% | 30931.2
109792119 | REUSE, CKP 108940511,WWAD03, 1625 LAMBDA | 7530.11 | 50% | 3765.055
109812412 | OMS CORE SW RTU R6.4.1(PA-RISC 2/4 CORE) | 40000 | 50% | 20000
109812420 | OMS CORE SW RTU R6.4.1(ITANIUM 2/4/8 COR | 40000 | 50% | 20000
109812438 | OMS CORE SW RTU R6.4.1(ITANIUM 1 CORE) | 20000 | 50% | 10000
300475712 | POWER CABLE HO7VK-2,5MM-* | 0.51 | 50% | 0.255
300477627 | 29178 POWER CABLE HO7VK-6MM GREEN YELLOW | 2.12 | 50% | 1.06
300478211 | CABLE TIE 150MM 3,6MM TY* | 0.22 | 50% | 0.11
300478310 | TESAFLEX 15MM (BLUE) IN* | 0.74 | 50% | 0.37
300478328 | TESAFLEX 15MM (RED) INS* | 0.59 | 50% | 0.295
300478567 | COROPLAST ADHESIVE TAPE * | 0.69 | 50% | 0.345
300479714 | TUBULAR LUG 35MM HOLE OF* | 2.7 | 50% | 1.35
300480621 | 53580.080.001 NUT H M8 A4 (STAINLESS ST* | 0.14 | 50% | 0.07
300492246 | CABLE TIE TYB 23M SET O | 0.03 | 50% | 0.015
300497294 | CABLE LUG 2.5MM2 M6 | 0.43 | 50% | 0.215
300497336 | TUBE CORRUGATED 23MM TWO-PART BLACK | 16.58 | 50% | 8.29
300498359 | 26877 LGY 35MM2 450/750V RED | 13.41 | 50% | 6.705
300498367 | 26875 LGY 35MM2 450/750V BLUE | 8.42 | 50% | 4.21
300503000 | BARBED TAPE FIBER OPTIC | 60.42 | 50% | 30.21
300506219 | NUT M6 SKT NR M6 NUT D* | 0.36 | 50% | 0.18
300506557 | TUBE SR- RNF-100 1/4 TYP | 0.78 | 50% | 0.39
300507449 | VELCRO TAPE 4,5M-ROLL | 18.75 | 50% | 9.375
300537529 | HEX-HEAD SCREW,M8X20MM | 0.33 | 50% | 0.165
300547924 | 4810000241 HEAT SHRINKAB | 1.45 | 50% | 0.725
300547932 | 4810000242 HEAT SHRINKAB | 1.2 | 50% | 0.6
300547957 | 4810000244 HEAT SHRINKAB | 3.51 | 50% | 1.755
300547965 | 4810000245 HEAT SHRINKAB | 3.62 | 50% | 1.81
300548146 | 4810000149 WASHER SPRING* | 0.1 | 50% | 0.05
300548153 | 4810000150 WASHER SPRING* | 0.17 | 50% | 0.085
301005476 | Incentive Credit, Optics, 1830 PSS | Custom Bid | 0% | Custom Bid
301042891 | HIGH LEVEL OTD-DWDM BOOKING PLACEHOLDER | Custom Bid | 0% | Custom Bid
301071387 | SITE MATERIAL PLACEHOLDER FOR IPD | 0.02 | 50% | 0.01
400704698 | FUSE-KS19780L6 30A PG00 * | 3.48 | 50% | 1.74
400898318 | SUPT-PLT8LH-Q0 CA NYLON PG00 COMMON | 2.4 | 50% | 1.2
400935615 | PLUG-1451 SNAP IN BLANK * | 0.79 | 50% | 0.395
401231501 | FUSE-GMT 1/2A 1/2 AMP GM* | 1.56 | 50% | 0.78
401231527 | FUSE-GMT 3A BUSSMANN DIV* | 1.01 | 50% | 0.505
401231535 | FUSE-GMT 5A 5 AMP GMT BU* | 1.18 | 50% | 0.59
401359955 | LUG TERM-RC2207 STAKON 1* | 0.46 | 50% | 0.23
401466594 | FUSE-GMT 2A TYCO ELECTRONICS | 1.1 | 50% | 0.55
401922919 | PLUG-1470 PUSH PENNY 1/2 | 0.5 | 50% | 0.25
402099436 | FUSE-GMT BUSSMANN DIVISI* | 0.91 | 50% | 0.455
402255152 | LUG TERM-10RC10 STAKON T* | 0.66 | 50% | 0.33
402328926 | FUSE-GMT 18/100 | 1.03 | 50% | 0.515
402646657 | THREADED ROD, HTHR050 | 24.34 | 50% | 12.17
402777148 | CBL PWR 12 AWG 600V SOLID GREEN PVC | 0.29 | 50% | 0.145
402779839 | CBL PWR 12 AWG 600V SOLID WHITE PVC | 0.29 | 50% | 0.145
402779847 | CBL PWR 12 AWG 600V SOLID BLACK PVC | 0.29 | 50% | 0.145
402834873 | COV CAP-P2860-10 CHAN END | 1.68 | 50% | 0.84
403935059 | CONN-5356 LIQ TYT 1-1/2 * | 41.26 | 50% | 20.63
405171703 | FUSE-KS19780L26 30A 30 A* | 10.2 | 50% | 5.1
405347402 | CONN ELEC-WP91412L1 BU00* | 2.06 | 50% | 1.03
405347436 | CONN ELEC-WP91412L2 BU00* | 2.66 | 50% | 1.33
405347519 | CONN ELEC-WP91412L3 BU00 BURNDY CORP. | 2.76 | 50% | 1.38
405347543 | CONN ELEC-WP91412L4 BU00* | 3.12 | 50% | 1.56
405347683 | CONN ELEC-WP91412L8 BU00* | 4.58 | 50% | 2.29
405347923 | CONN ELEC-WP91412L27 BU00 BURNDY CORP. | 6.84 | 50% | 3.42
405348202 | CONN ELEC-WP91412L54 BU0* | 3.74 | 50% | 1.87
405348228 | CONN ELEC-WP91412L56 BU00 BURNDY CORP. | 5.04 | 50% | 2.52
405356171 | Lug,WP91412L73, 2H-5/8,14-10AWG, 8-10 st | 3.55 | 50% | 1.775
405422858 | PAKG-RCB-961 FILAMENT TAPE ROLL 1 X 6* | 13.82 | 50% | 6.91
405445958 | CONN, RF COAX | 0.6 | 50% | 0.3
405445982 | PLUG-WP91246L133 1IN | 1.13 | 50% | 0.565
405662859 | CNTR-RCB988 1.0 EA STOCK | 42.48 | 50% | 21.24
405663741 | CNTR-RCB323 CP | 15.74 | 50% | 7.87
406021626 | CONN ELEC-WP91412L75 LO0* | 2.28 | 50% | 1.14
406144428 | Lug,YAZV10-2TC14, 2H-5/8,14-10AWG, 1/4 s | 3.19 | 50% | 1.595
406187294 | FIBER PROTECTION KIT, FGS-MJWR-A | 30.98 | 50% | 15.49
406197681 | PAKG-RCB 986 OSI - OUTSI* | 31.66 | 50% | 15.83
406225680 | DUCT, FGS-MSHS-A | 124.92 | 50% | 62.46
406225698 | CABLE RACK BRACKET KIT, FGS-HLDR 5/8 | 22.9 | 50% | 11.45
406225714 | THREADED ROD BRACKET KIT, FGS-HNTR-5/8 | 37.8 | 50% | 18.9
406281261 | HARDWARE, LOCK SCREW-MALE, 250-8501-010 | 0.6 | 50% | 0.3
406298778 | END CAP-P2860-10 CHAN PL* | 3.96 | 50% | 1.98
406308106 | GUTTER, FGS-MDSP-A | 73.46 | 50% | 36.73
406308171 | END COVER, FGS-HMEC-A | 18.1 | 50% | 9.05
406308189 | HORIZON FITTING, FGS-MHRT-A | 58.39 | 50% | 29.195
406308197 | COVER, FGS-MSHC-A | 110.3 | 50% | 55.15
406332841 | LUG TERM-WP91412L111 CRI* | 4.13 | 50% | 2.065
406335141 | LUG TERM-WP91412L135 CRI* | 28.34 | 50% | 14.17
406338145 | LUG TERM-WP91412L93 CRIM* | 4.68 | 50% | 2.34
406338152 | LUG TERM-WP91412L94 CRIM* | 4.54 | 50% | 2.27
406338186 | LUG TERM-WP91412L97 CRIM* | 5.59 | 50% | 2.795
406338194 | LUG TERM-WP91412L98 CRIM* | 5.74 | 50% | 2.87
406338244 | LUG TERM-WP91412L101 CRI* | 3.19 | 50% | 1.595
406338343 | LUG TERM-WP91412L103 CRI* | 2.76 | 50% | 1.38
406338350 | LUG | 4.13 | 50% | 2.065
406338368 | LUG TERM-WP91412L105 CRI | 8.83 | 50% | 4.415
406338392 | LUG,TERMINAL,CRIMP 3/8in STUD | 2.4 | 50% | 1.2
406338400 | LUG TERM-WP91412L108 CRI* | 3.02 | 50% | 1.51
406338442 | LUG TERMINAL, CRIMP PER WP-91412L110 | 2.57 | 50% | 1.285
406338483 | LUG TERM-WP91412L115 CRI | 3.82 | 50% | 1.91
406338574 | LUG TERM-WP91412L117 CRI* | 2.9 | 50% | 1.45
406338665 | LUG TERM-WP91412L121 CRI* | 4.27 | 50% | 2.135
406338673 | LUG TERM-WP91412L122 CRI* | 3.65 | 50% | 1.825
406386870 | FIBER OPTIC CABLE TROUGH, | 14.11 | 50% | 7.055
406405654 | THREADED ROD, FGS-HTHR-5/8-30 | 15.43 | 50% | 7.715
406434175 | LUG TERM-WP91412L158 CRI | 12 | 50% | 6
406434472 | LUG TERM-WP91412L136 CRI | 8.4 | 50% | 4.2
406455394 | FGS-MJWR-C | 9.31 | 50% | 4.655
406455402 | DUCT, FIBER, FGS-KTW1-C | 133.3 | 50% | 66.65
406471375 | CONN ELEC-YA6CL-2TC10 NO* | 4.94 | 50% | 2.47
406496836 | FGuide 90deg Horiz Elbow, 4x4 in,yellow | 64.58 | 50% | 32.29
406510669 | FGuide 45deg Down Elbow, 4x4 in,yellow | 60.86 | 50% | 30.43
406510693 | 45 DEGREE UP ELBOW | 83.16 | 50% | 41.58
406537613 | END CAP, 2IN, FGS-HMEC-C | 11.76 | 50% | 5.88
406537647 | HORIZONTAL TEE FITTING, 6 W | 175.54 | 50% | 87.77
406540963 | HORIZON-FGS-MHTA-C T& CO* | 104.78 | 50% | 52.39
406540971 | 45 DEGREE UP ELBOW FIBERGUIDE | 69.26 | 50% | 34.63
406541920 | ADAPTER, FGS-MDSA-AC | 57.19 | 50% | 28.595
406614099 | LUG TERM-YA4CL-2TC14 OSI | 5.16 | 50% | 2.58
406614115 | LUG TERM-YA8CL-2TC14 OSI* | 2.18 | 50% | 1.09
406645671 | WR COP-KS22641L1 6GA G 1 | 1.2 | 50% | 0.6
406645721 | WR COP-KS22641L1 8GA G 1* | 0.79 | 50% | 0.395
406645804 | WR COP-KS22641L1 12GA W * | 0.34 | 50% | 0.17
406645820 | WR COP-KS22641L1 12GA RED 1COND A STRAN* | 0.34 | 50% | 0.17
406670109 | PLUG ELEC-UPL220-026 TROMPETER ELECTRON* | 8.45 | 50% | 4.225
406692319 | LUG TERM-YA25L-2TC14 1/0 | 7.58 | 50% | 3.79
406700641 | FUSE-WP92461L107 30A 170 | 12.62 | 50% | 6.31
406821595 | JUNCTION,4X4 CONDUIT CROSS,FGS-MHXP-A | 353.04 | 50% | 176.52
406836031 | CONN ELEC-5357 LIQUIDTIG* | 56.42 | 50% | 28.21
406905802 | PLUG ELEC-UPL220-025 TROMPETER ELECTRON* | 8.45 | 50% | 4.225
407006337 | FUSE-TPA-10 10A 48V DC C* | 20.11 | 50% | 10.055
407006345 | FUSE-TPA-15 15A 48V DC C | 23.52 | 50% | 11.76
407006360 | FUSE-TPA-25 25A 48V DC C | 14.52 | 50% | 7.26
407006378 | FUSE-TPA-30 30A 48V DC C* | 16.08 | 50% | 8.04
407006394 | FUSE-TPA-50 50A 48V DC C* | 15.22 | 50% | 7.61
407051747 | CONDUIT, U0500001001 | 2.07 | 50% | 1.035
407142868 | CNTR-RCB 261 OSI - OUTSI* | 49.08 | 50% | 24.54
407214436 | TRIM-AXCUTL L TRIM EDGE | 28.32 | 50% | 14.16
407225846 | KIT-483578900 MTG 483578900 MOUNTING KIT | 198.74 | 50% | 99.37
407302900 | EQP OS-HSC12FR CLEAR TUB | 0.98 | 50% | 0.49
407319235 | LUG TERM-YAV2CL-2TC14FX-90 CRIMP 0.25IN* | 10.44 | 50% | 5.22
407334671 | LUG TERM-WP91412L171 CRIMP 14GA 750GA F* | 2.76 | 50% | 1.38
407334713 | TLB_0V*0A | 18.94 | 50% | 9.47
407357318 | FUSE ALARM/INDICATING PIN/BEAD 15 A #GMT | 1.18 | 50% | 0.59
407384635 | KIT-TMH263 HDWR EQUIPMEN | 8.74 | 50% | 4.37
407394576 | LUG TERM-YA2CL-2TC14E2 C* | 5.35 | 50% | 2.675
407405489 | CBL PWR, DOUBL INS,STRANDED,GRAY,LSZH | 0.84 | 50% | 0.42
407405497 | CBL PWR 600V 1 COND STRANDED GREEN LSZH | 0.84 | 50% | 0.42
407405505 | CBL PWR 600V 1 COND | 0.84 | 50% | 0.42
407405513 | CBL PWR 600V 1COND LSZH | 0.86 | 50% | 0.43
407405521 | CBL PWR, 1 CORE,KS24194 L3 STRANDED,LSZH | 0.86 | 50% | 0.43
407405539 | CBL PWR 12AWG STRANDED GREEN LSZH 1 COND | 0.87 | 50% | 0.435
407405547 | CBL PWR 600V STRANDED 1COND | 0.86 | 50% | 0.43
407405554 | WR PWR-KS24194L3 10GA 600V COPPER 1COND* | 0.96 | 50% | 0.48
407405570 | CBL PWR 10AWG 600V STRANDED GREEN LSZH | 0.96 | 50% | 0.48
407405588 | CBL PWR 600V STRANDED 7x23x0.0201 LSZH | 0.96 | 50% | 0.48
407405596 | CBL PWR 600V 1 COND | 1.44 | 50% | 0.72
407405604 | CBL PWR 600V 1 COND | 1.32 | 50% | 0.66
407405612 | CBL PWR 600V 1 COND LSZH | 1.32 | 50% | 0.66
407405620 | CBL PWR 600V STRANDED 7x23x0.0201 LSZH | 1.32 | 50% | 0.66
407405638 | PWR CBL KS24194 600V 6GA 1COND BLUE LSZH | 1.79 | 50% | 0.895
407405646 | WR PWR-KS24194L3 6GA 600V COPPER 1COND | 1.8 | 50% | 0.9
407405661 | PWR CBL KS24194 600V 6GA 105DEG LSZH | 1.7 | 50% | 0.85
407405679 | CBL PWR 600V STRANDED BLACK 1COND | 0.96 | 50% | 0.48
407405687 | CBL PWR 600V 1 COND | 1.3 | 50% | 0.65
407405695 | PWR CBL KS24194L3 600V 6GA 1COND LSZH | 1.66 | 50% | 0.83
407405703 | PWR CBL KS24194 600V 4GA L3 1 COND LSZH | 2.38 | 50% | 1.19
407405729 | PWR CBL KS24194 600V 4GA L3 1 COND LSZH | 2.02 | 50% | 1.01
407405752 | PWR CBL KS24194 600V 2GA L3 1/0 STRD LSZ | 3.42 | 50% | 1.71
407405786 | PWR CBL KS24194 600V L3 1/0 STRD LSZH | 5.21 | 50% | 2.605
407405836 | CBL PWR 600V 1 COND | 6.68 | 50% | 3.34
407405844 | CBL PWR 600V 1 COND LSZH | 6.17 | 50% | 3.085
407417179 | BRKR CKT-2566-923-00 20A* | 148.94 | 50% | 74.47
407431857 | LUG TERM-YAV4CL-2TC14FX-* | 7.56 | 50% | 3.78
407576198 | LUG TERM-YA6CL-NT6 CRIMP 6GA 6GA 1GA FE | 6.53 | 50% | 3.265
407576636 | CBL PWR 600V 1 COND, STRANDED GRAY LSZH | 0.96 | 50% | 0.48
407726041 | LUG TERM-WP91412L176 CRI | 5.42 | 50% | 2.71
407749142 | LUG TERM-YA8C-L1-BOX CRI | 1.18 | 50% | 0.59
407758341 | LUG TERM-YA25L-2TC38 CRI* | 4.99 | 50% | 2.495
407767532 | EXTN-02324-34 0IN 25.812* | 61.44 | 50% | 30.72
407817550 | LUG TERM-WP91412 L180 CR | 7.03 | 50% | 3.515
407834258 | PWR CBL KS24194 600V 1COND STRANDED RED | 1.89 | 50% | 0.945
407870468 | PWR CBL KS24194 600V 2GA L3 1/0 STRD LSZ | 3.17 | 50% | 1.585
407890748 | LUG TERM-WP91412 L183 CR* | 20.93 | 50% | 10.465
407890755 | LUG TERM-WP91412 L185 CR* | 34.85 | 50% | 17.425
407998160 | BRKR CKT-LMLK1-1RLS4-298* | 47.81 | 50% | 23.905
407998202 | BRKR CKT-LMLK1-1RLS4-298 | 23.71 | 50% | 11.855
407998269 | BRKR CKT-LMLK1-1RLS4-298 | 21.17 | 50% | 10.585
408012847 | WR PWR-KS24194L4 500 MCM* | 21.24 | 50% | 10.62
408048320 | COAXIAL CONNECTOR, 2025-96-7 | 5.74 | 50% | 2.87
408135887 | PWR CBL KS24194 600V 4GA L3 1 COND LSZH | 2.21 | 50% | 1.105
408140499 | PWR CBL 16AWG 600V RED/BLACK PVC STRND | 0.43 | 50% | 0.215
408140507 | WR PWR-WP-93746L1 10GA 600V COPPER 2CON* | 1.92 | 50% | 0.96
408156545 | WR PWR-WP-93746L1 10GA 6* | 2.52 | 50% | 1.26
408178564 | FUSE-KLM-30 30A 600 ALTE | 19.78 | 50% | 9.89
408201457 | FUSE-06115-30 30A 500V D | 20.4 | 50% | 10.2
408252187 | Lug 2H 6AWG 1/4 Stud, 5/8 Spacing, short | 2.95 | 50% | 1.475
408255255 | KIT-FGS-KT03-A1 CAP FIBER CABLE 4in END | 79.2 | 50% | 39.6
408264547 | LUG TERM-LPC245350400 ST* | 14.4 | 50% | 7.2
408264596 | LUG TERM-LPC245391600 ST* | 5.66 | 50% | 2.83
408275519 | CBL PWR 600V 2 COND R/R-BLACK PVC | 3.24 | 50% | 1.62
408275576 | CBL PWR 600V 2 COND B/B-BLACK PVC | 3.24 | 50% | 1.62
408298131 | KIT-209676 FUSE COMMON 1* | 1.03 | 50% | 0.515
408352003 | 12x4 Horizontal Tee Yellow | 244.73 | 50% | 122.365
408352029 | 12x4 to Single 6 Adapter Yellow | 175.54 | 50% | 87.77
408352045 | GUTTER-FGS-MH9E-F 90 ELB* | 214.99 | 50% | 107.495
408352060 | GUTTER-FGS-HMEC-F END CA* | 32.9 | 50% | 16.45
408352110 | BRKT-FGS-HNTR-F-5/8 CNTL | 57.12 | 50% | 28.56
408352128 | GUTTER-FGS-MEXP-A/B/F DN* | 160.2 | 50% | 80.1
408373405 | KIT-54715 PWR COMMON #6 * | 7.42 | 50% | 3.71
408373470 | Lug,256-30695-1298, 2H-5/8,14-10AWG,1/4 | 4.32 | 50% | 2.16
408382083 | KIT-130287 CONNECTOR CORECOMM RJ45 TO D* | 16.03 | 50% | 8.015
408390318 | TRAY-02183-01 SLDG 19X17* | 423.6 | 50% | 211.8
408397099 | Cabling accessory | 16.03 | 50% | 8.015
408406536 | KIT-YA6C-L BOX PWR COMMO | 1.51 | 50% | 0.755
408414787 | KIT-YAV10-2TC10 PWR COMM | 3.79 | 50% | 1.895
408426039 | SLI-BRACKET, 4 INCH L | 5.52 | 50% | 2.76
408426930 | BALUN-MT242A-F TRANSMISS | 0.02 | 50% | 0.01
408428878 | KIT-YA6C-L1 BOX PWR COMM* | 1.63 | 50% | 0.815
408440642 | KIT-YA2CL-2TC14 PWR COMM | 4.22 | 50% | 2.11
408440675 | KIT-YA2C-L2BOX PWR COMMO | 3.07 | 50% | 1.535
408442515 | KIT-YA8C-L BOX PWR COMMO* | 1.18 | 50% | 0.59
408452134 | BRKT-PPBRKT3.5 MTG STL 3* | 11.4 | 50% | 5.7
408459394 | KIT-TP106 TERM BRCG VARI* | 0.36 | 50% | 0.18
408471043 | RACKG OPTN-0040320231 AD* | 36.62 | 50% | 18.31
408479624 | KIT-FGS-JUNC-A JCT ADC S* | 33.53 | 50% | 16.765
408479632 | MATL PAKG-RCB135 ANTSTC * | 4.68 | 50% | 2.34
408521052 | ADPTR EL-095911 F/F DB-2* | 14.76 | 50% | 7.38
408532679 | TUBG-FGS-MFTY-15F PVC 0X* | 67.51 | 50% | 33.755
408635449 | DUCT-FVTHD2X2YL VERTICAL 0IN 0IN 0IN PL* | 103.06 | 50% | 51.53
408635688 | BRC-FTR2X2YL END 0IN 0IN COMMON | 55.94 | 50% | 27.97
408660538 | TUBE-FGS-MEX1-C-5F FTG P* | 75.43 | 50% | 37.715
408685030 | DUCT-FRRA4X4YL HORIZONTAL 0IN 4IN 4IN P* | 150.67 | 50% | 75.335
408685121 | DUCT-FRLPR42BL RDCR 00X4 | 57.8 | 50% | 28.9
408685147 | DUCT-FROVRA4X4YL OUTSIDE 0IN 4IN 4IN PL | 150.67 | 50% | 75.335
408685212 | DUCT-FRTR4X4YL SPILLOUT TRUMPET 0IN 4IN | 99.74 | 50% | 49.87
408694354 | KIT-0010580100 FRWK COMM | 7.24 | 50% | 3.62
408697480 | DUCT-FGS-KTW1-CA CHAN 2IN 2IN 72IN PLSTC | 107.83 | 50% | 53.915
408698652 | DUCT-FGS-JUNC-B CONN 6IN 4IN 5IN PLSTC | 37.49 | 50% | 18.745
408701043 | KIT-2023934510 FRWK COMMON (1) 5/8-11 T | 24 | 50% | 12
408730133 | LBL-19444 INFO 3.125IN 6.5IN GMDBKPAP F* | 1.47 | 50% | 0.735
408748853 | DUCT FIBER CABLE 4 IN, 2 IN | 413.21 | 50% | 206.605
408763134 | BRKR CKT-101607 60A 1 24V DC PROTN PLUG* | 125.95 | 50% | 62.975
408764439 | RACEWAY-02327-01 WRG TROUGH 0DEG(A) 25.* | 202.06 | 50% | 101.03
408764447 | AC BLANK RACEWAY 25.84 L | 91.06 | 50% | 45.53
408768760 | BRKR CKT-256694801 60A 1 (-48)V DC TOGL* | 180.46 | 50% | 90.23
408769081 | BRKR CKT-256695901 100A 1 (-48)V DC PRO* | 175.2 | 50% | 87.6
408769511 | BRKR CKT-102277 20A 1 24V DC TOGL PLUG-* | 34.8 | 50% | 17.4
408769560 | BRKR CKT-102281 40A 1 24V DC TOGL PLUG-* | 34.8 | 50% | 17.4
408769586 | BRKR CKT-102283 60A 1 24V DC TOGL PLUG- | 126.34 | 50% | 63.17
408777472 | LUG FERRULE STRAIGHT 4MM2 INS. COPPER DI | 0.08 | 50% | 0.04
408782803 | FUSE-06100C-20 20A 125 AC/DC INDCTG FST* | 10.44 | 50% | 5.22
408786523 | BAR-R2-23-122-3 CA TIE STL ROUND 0.188I* | 22.2 | 50% | 11.1
408802551 | DUCT-FIVRA2X2YL VERT 2.24IN 6.95IN 6.95* | 110.64 | 50% | 55.32
408802577 | DUCT-FOV452X2YL VERT 2.24IN 4.41IN 7.69 | 71.62 | 50% | 35.81
408804417 | LUG TERM-245393800 CRIMP 0.25IN 4/0 NO | 168.94 | 50% | 84.47
408808186 | CON-ACCSRY | 5.88 | 50% | 2.94
408821353 | DUCT-FGS-MFAW-A CONN 6.8IN 4.25IN 5.51I* | 22.56 | 50% | 11.28
408839439 | CA ASSY-1533R-GREY ETH N-CONNZD 0FT 300 | 0.54 | 50% | 0.27
408839686 | SHELF, AR8105BLK, MONITOR, 3.5 IN, 19 IN | 148.75 | 50% | 74.375
408847697 | DUCT-FRTSC4YL COV 0IN 0IN 0IN PLSTC PVC | 121.2 | 50% | 60.6
408847713 | DUCT-FRRASC4YL COV 0IN 0IN 0IN PLSTC PVC | 99.98 | 50% | 49.99
408847796 | DUCT-FROVRASC4YL COV 0IN 0IN 0IN PLSTC | 98.52 | 50% | 49.26
408848398 | DUCT-FGS-MEXP-E-A/B/F SO JCT BS 7.89IN * | 287.28 | 50% | 143.64
408868651 | SPLICE KIT-YSR34FX28FXLTCKITC 350-4/0 | 54.6 | 50% | 27.3
408868677 | SPLICE KIT-YSR34FX25FXLTCKITC 350-1/0 | 51 | 50% | 25.5
408868719 | SPLICE INLINE YSR312CFXLTCKITC 350-2/0 | 55.58 | 50% | 27.79
408868727 | SPLICE INLINE YSR29FX25FXLTCKITC 4/0 | 40.82 | 50% | 20.41
408868735 | SPLICE INLINE YSR29FX2CFXLTCKITC 4/0-#2 | 43.97 | 50% | 21.985
408868792 | SPLICE INLINE YSR25FX6CFXLTCKITC 1/0-#6* | 32.62 | 50% | 16.31
408868800 | SPLICE INLINE YSR2CFX6CFXLTCKITC #2-#6 * | 26.09 | 50% | 13.045
408868818 | LUG TERM YSR4CFX6CFXLTCKITC #4-#6 * | 21.7 | 50% | 10.85
408871267 | CON-ACCSRY | 3.53 | 50% | 1.765
408874196 | CA ELECL-408874196 1COND 1.37795IN B 3.* | 16.43 | 50% | 8.215
408889616 | KIT-RFCH702 CA RK SITE MATERIAL (2) RUB | 4.8 | 50% | 2.4
408894467 | KIT-AFJ2402C FRWK SITE MATERIAL 5 HOLED | 44.88 | 50% | 22.44
408895274 | LUG TERM-YAZV6C2TC14FX CRIMP 0.25IN 6GA | 5.3 | 50% | 2.65
408895290 | LUG TERM-YAZV4C2TC14FX CRIMP 0.25IN 4GA* | 6.62 | 50% | 3.31
408895316 | LUG TERM-YAZV2C2TC14FX CRIMP 0.25IN 2GA* | 6.6 | 50% | 3.3
408895399 | LUG TERM-YAZ2C-2TC14 CRIMP 0.25IN 2GA N* | 6.62 | 50% | 3.31
408895407 | LUG TERM-YAZ25-2TC38 CRIMP 0.375IN 1/0 * | 10.2 | 50% | 5.1
408895605 | LUG TRM, YAZV6C2TC14E1FX,CRMP,.25 , 6GA | 7.27 | 50% | 3.635
408895639 | LUG TERM-YAZV4C2TC14E2FX CRIMP 0.25IN 4* | 9.36 | 50% | 4.68
408895654 | LUG TERM-YAZ2C-2TC38 CRIMP 0.375IN 2GA * | 5.47 | 50% | 2.735
408895662 | LUG TERM-YAZ2C-2TC14E2 CRIMP 0.25IN 2GA* | 8.02 | 50% | 4.01
408895738 | LUG TERM-YAZV2CTC14FX 2GA, 1/4 STUD * | 4.92 | 50% | 2.46
408895795 | LUG TERM-YAZV2C2TC38FX CRIMP 0.375IN 2G* | 5.81 | 50% | 2.905
408895837 | LUG TERM-YAZ25-2TC14 CRIMP 0.25IN 1/0 N* | 8.64 | 50% | 4.32
408897619 | PWR DISTN-009-8005-0404 LOW VLTG 24V 20* | 1848 | 50% | 924
408898625 | KIT-FMT-VELCROKIT CA FSTNR ADC 4 STRIPS | 57.65 | 50% | 28.825
408911378 | ROD THD-TR60-06 0.625IN 78IN 6.50032FT * | 28.32 | 50% | 14.16
408919439 | STOP-283855 FIRE STL 36IN | 96.58 | 50% | 48.29
408922029 | LUG TERM-YAZ2C-2TC14E1 CRIMP 0.25IN 2GA* | 7.2 | 50% | 3.6
408933604 | FUSE DUMY-110852 0.406IN 1.5IN PLSTC EA* | 1.71 | 50% | 0.855
408935310 | STR-FBM96CB FILLER PLSTC 0.875IN 96IN B* | 3.5 | 50% | 1.75
408935336 | LUG TERM-54904BEPH STRT 10IN 6GA 6GA 0.* | 2.35 | 50% | 1.175
408940203 | MTG-7113.000 FR 70IN 2IN 0IN STL RITTAL | 103.39 | 50% | 51.695
408941235 | KIT-LWEKIT AUX SITE MATERIAL (20) ETLW * | 10.32 | 50% | 5.16
408941243 | KIT-AFC3206K AUX SITE MATERIAL (2) 12FT | 174.48 | 50% | 87.24
408941250 | KIT-AFC3203K AUX SITE MATERIAL (2) 6FT | 111.84 | 50% | 55.92
408941300 | KIT-SAF2606 CA RK SITE MATERIAL (4) AUX* | 12.24 | 50% | 6.12
408941318 | KIT-SAF2503 CA RK SITE MATERIAL (2) AUX* | 6.48 | 50% | 3.24
408941755 | KIT-ACB6RDG-10 CA RK CA RK (10) POWER C* | 61.96 | 50% | 30.98
408941854 | KIT-WH14K213 CA RK CA RK (13) STRAIGHT * | 84.72 | 50% | 42.36
408941953 | SPLICE INLINE YSR26FX2CFXLTCKITC 2/0-#2 | 47.11 | 50% | 23.555
408941961 | SPLICE INLINE YSR25FX2CFXLTCKITC 1/0-#2 | 41.04 | 50% | 20.52
408941979 | SPLICE INLINE YSR2CFX4CFXLTCKITC #2-#4 | 36.53 | 50% | 18.265
408943900 | WR PWR-KS24194L3 12GA 600V CPR 1COND (E* | 0.87 | 50% | 0.435
408946606 | BRKR CKT-CBB100E 100A 1 (-48)V DC TOGL | 43.2 | 50% | 21.6
408964559 | LUG TERM-YA2CL2TC38 STRT 2GA 2GA FEM CO* | 5.04 | 50% | 2.52
408971570 | FUSE-TLS100 100A 170 DC CKT PROTN NORM * | 24.72 | 50% | 12.36
408973519 | OPTICAL SPLICING MODULE 1U-24 LEFT | 263.53 | 50% | 131.765
408981249 | CONN COAX-BNC-3N-BSC 75OHM BNC PLUG MAL* | 5.35 | 50% | 2.675
408989366 | LUG TERM-YAZV6C2TC14FX90 90 DEG 0.25IN * | 8.52 | 50% | 4.26
408991263 | TOOL-C39407-A139-A12 WR WRPPG PLSTC EA0* | 54.66 | 50% | 27.33
408991776 | TAG-CTND15 WRNG 1.5IN 0.03125IN BRS RD * | 2.78 | 50% | 1.39
408993004 | LBL-408993004 INFO 3.125IN 6.5IN VINLSL* | 1.46 | 50% | 0.73
408995751 | BRACKET, CAB4104CB, CABLE, STEEL, 5 IN, | 4.56 | 50% | 2.28
409013851 | RECTIFIER MODULE, DPS 1200B-48, PLUG IN, | 694.32 | 50% | 347.16
409015757 | BRKT-2100500130 CA STL 0.5IN 5IN 0.25IN* | 18.98 | 50% | 9.49
409018884 | LUG TERM-YAZV4C-2TC14FX90 CRIMP 0.25IN * | 7.66 | 50% | 3.83
409029279 | LUG TERM-256-30695-1148 PRES 0.25IN 6GA* | 7.13 | 50% | 3.565
409030616 | KIT-CAF2902 AUX COMMON (1) 5 BOLT (2) * | 6.96 | 50% | 3.48
409031911 | KIT-2075670810 CA RK CABLE RACK POWER C | 38.98 | 50% | 19.49
409033446 | LUG TERM-YH3931WCC CRIMP 0IN 750 MCM FE* | 92.06 | 50% | 46.03
409033529 | CON-ACCSRY | 27.77 | 50% | 13.885
409033537 | LUG TERM-YH292CWCC CRIMP 0IN 4/0 FEM CO* | 44.62 | 50% | 22.31
409033545 | LUG TERM-YH298CWCC CRIMP 0IN 4/0 FEM CO* | 46.73 | 50% | 23.365
409033552 | LUG TERM-YH2C2CWCC CRIMP 0IN 2GA FEM CO* | 23.76 | 50% | 11.88
409033560 | CON-ACCSRY | 27.14 | 50% | 13.57
409033578 | CON-ACCSRY | 15.67 | 50% | 7.835
409033628 | COV-CCFO-FR PROTV PLSTC 0IN CLR POWER | 15.07 | 50% | 7.535
409033636 | COV-CCFD-FR PROTV PLSTC 0IN CLR POWER | 17.18 | 50% | 8.59
409035011 | DUCT-FGS-MFAW-B SPLC 6IN 4IN 4IN PLSTC | 25.42 | 50% | 12.71
409041647 | SPLICE INLINE YSR25FX4CFXLTCKITC 1/0-#4 | 38.28 | 50% | 19.14
409047503 | LUG TERM-YA2CL2NT14 CRIMP 0.25IN 2GA FE* | 7.32 | 50% | 3.66
409048113 | LUG TERMINAL, YAZ8C-2TC10, STRAIGHT, 8 G | 7.18 | 50% | 3.59
409048139 | LUG TERM-YAZ8C-2TC14 STRT 8GA 8GA 8GA F | 5.28 | 50% | 2.64
409048162 | LUG TERM-YAZ8C-2TC38 STRT 8GA 8GA 8GA F* | 5.28 | 50% | 2.64
409048170 | LUG TERM-YAZ25-2TC14E1 STRT 0GA 0GA 1/0* | 10.13 | 50% | 5.065
409062072 | FUSE-KLM-20 20A 500 DC CRTG FST ACTG SN* | 22.8 | 50% | 11.4
409062080 | FUSE-KLM-15 15A 500 DC CRTG FST ACTG SN | 20.64 | 50% | 10.32
409062395 | DUCT-FGS-MEXP-LP-G FBR CBL 2IN 6IN 6IN * | 216.17 | 50% | 108.085
409062494 | LUG TERM-YAEV10-L36- RNG TONG 10GA 1 | 1.56 | 50% | 0.78
409063864 | FRWK-11752-723 0IN STL 23IN 1.72FT 0IN * | 133.32 | 50% | 66.66
409064235 | LUG TERM-YAZ2C2TC3890 CRIMP 0.375IN 0.6 | 13.65 | 50% | 6.825
409064763 | KIT-ECN3958 PKG COMMON BOX | 19.58 | 50% | 9.79
409066859 | DUCT, 027-2000-4065, FIBER CABLE, 4 IN, | 117.48 | 50% | 58.74
409066867 | DUCT, 027-1000-4066, FIBER CABLE, 4 IN, | 58.27 | 50% | 29.135
409067303 | ADPTRNONEL-0040320330 BRKT 3.5IN 12-24 * | 32.62 | 50% | 16.31
409069879 | TRUMPT FTG-FGS-MTRM-A FCMS 4IN 4IN 1IN * | 55.56 | 50% | 27.78
409069887 | DUCT-FGS-MU9E-A ELBOW 4.73IN 8.6IN 8.6I | 126.5 | 50% | 63.25
409070224 | BREAKER CIRCUIT, D0017117, 63 A, 1, 250 | 48.01 | 50% | 24.005
409071776 | BAT LD ACD-48V125F STDBY RSRV 48V 494LB* | 2322.89 | 50% | 1161.445
409072048 | KIT, BATT WIRE #1, 125A, 4 AWG 10 FT * | 156 | 50% | 78
409073400 | ADPTRNONEL-0040320530 MTG RK 7IN 12-24 * | 240 | 50% | 120
409073475 | ADPTRNONEL-2086380830 MTG BRKT 8IN 12-2* | 54.55 | 50% | 27.275
409077054 | BRKR CKT-502666 100A 1 (-48)V DC TOGL P | 43.2 | 50% | 21.6
409077856 | KIT-409077856 ASSY LUCENT 408895613 - L | 105.43 | 50% | 52.715
409079332 | COV-FGS-SU9E-A DUCT PLSTC 4IN Y FIBER D* | 62.68 | 50% | 31.34
409079340 | COV-FGS-SD9E-A DUCT PLSTC 4IN Y FIBER D* | 75.22 | 50% | 37.61
409079357 | COV-FGS-SU4E-A DUCT PLSTC 4IN Y FIBER D* | 71.3 | 50% | 35.65
409079365 | COV-FGS-SD4E-A DUCT PLSTC 4IN Y FIBER D | 81.5 | 50% | 40.75
409079373 | COV-FGS-SHRT-B DUCT PLSTC 4IN Y FIBER D* | 119.98 | 50% | 59.99
409079431 | KIT-7231 HDWR COMMON WASHERS | 0.17 | 50% | 0.085
409084514 | KIT-TTS3-153 INSTLN INSTALL 3-WAY STAND* | 105.96 | 50% | 52.98
409085024 | CA ASSY-CA4-0025-17C-T00-1 SGNL CONNZD * | 205.2 | 50% | 102.6
409085487 | KIT-409085487 HDWR COMMON (2) PHM SCREW* | 5.38 | 50% | 2.69
409086113 | DUCT-FGS-MU9A-C ELBOW 2IN 2IN 5IN PLSTC | 76.92 | 50% | 38.46
409087715 | LUG TERM-TN1014 CRIMP 0.25IN 12GA 10GA | 1.56 | 50% | 0.78
409089174 | SPLC-YS2CFXLTCKITC 2GA 2GA CODE OR FLX * | 21.5 | 50% | 10.75
409089836 | KIT-WH08K213 CA RK COMMON (13) 8 STRAI* | 74.4 | 50% | 37.2
409101045 | BOX-RCB981 CORRUGATED 12IN 12IN 12IN CA* | 19.27 | 50% | 9.635
409101052 | BOX-RCB303 CORRUGATED 10IN 8IN 2.25IN C* | 11.52 | 50% | 5.76
409102035 | SPLICE IN-LINE, YSR34FX26FXLTCKITC, 350* | 45.14 | 50% | 22.57
409102043 | SPLICE IN-LINE, YSR34FX2CFXLTCKITC, 350* | 46.06 | 50% | 23.03
409102548 | CONN ELEC-100021C SHLD 8CONT PRES PRES * | 32.76 | 50% | 16.38
409105848 | CNDT ELECL-5346 RGD 1-1/2 ALMN 0FT | 46.46 | 50% | 23.23
409105996 | CNDT-ALC 1/2INALUM.CONDUIT RGD 1/2 ALM* | 1.99 | 50% | 0.995
409106010 | CNDT-ALC 1INALUM.CONDUIT RGD 1 ALMN 10* | 4.54 | 50% | 2.27
409107364 | PNL-DI-R2CU1 CRS CONN 19IN 6IN 10.2IN S* | 2040.79 | 50% | 1020.395
409108016 | ADPTR EL-82-100 COAX 1UN 0IN 0IN EA00 UL | 24.24 | 50% | 12.12
409108099 | SHLD-99028 ICE 48IN STL EA00 VALMONT IN* | 8906.42 | 50% | 4453.21
409108669 | KIT-R-6045L27 LBL SERVICES (1) PTL-64-4* | 239.59 | 50% | 119.795
409108727 | BATTERY TRAY 19 ELTEK VALERE 217035 * | 288 | 50% | 144
409109238 | SPLICE KIT-YSR2CFX8CFXLTCKITC #2 #8 * | 27.82 | 50% | 13.91
409109246 | SPLICE KIT-YSR4CFX10CLTCKITC #4 #10 * | 43.73 | 50% | 21.865
409109253 | SPLICE KIT-YSR4CFX8CFXLTCKITC #4 #8 * | 27.67 | 50% | 13.835
409109261 | SPLICE KIT-YSR6CFX10CLTCKITC #6 #10 * | 28.99 | 50% | 14.495
409109287 | SPLICE KIT-YSR8CFX10CLTCKITC, #8 #10 * | 24.74 | 50% | 12.37
409109816 | CLI-PAS-MM-12FT 2UN MULT 12FT STD 2UN L* | 47.09 | 50% | 23.545
409115623 | CLI-JR1MO002LCUSCU010F 2UN MULT 10FT ST* | 46.08 | 50% | 23.04
409117108 | CON-PB | 31.56 | 50% | 15.78
409118544 | KIT-R-6045L20A LBL SERVICES (1)PTLFP-01* | 82.92 | 50% | 41.46
409122603 | KIT-TK-0659L4 INSTLN SERVICES (2) ITE-7* | 41.14 | 50% | 20.57
409122611 | KIT-TK-0659L24 INSTLN SERVICES (12) ITE* | 262.7 | 50% | 131.35
409122637 | KIT-TK-0659L48 INSTLN SERVICES (24) ITE | 512.64 | 50% | 256.32
409122645 | KIT-TK-0659L101 INSTLN SERVICES (1) ITE* | 21.74 | 50% | 10.87
409122660 | KIT-TK-0659L124 INSTLN SERVICES (12) IT* | 262.7 | 50% | 131.35
409122678 | KIT-TK-0659L136 INSTLN SERVICES (18) IT* | 423.31 | 50% | 211.655
409123254 | ADPTRNONEL-0040320530 RE* | 46.27 | 50% | 23.135
409125622 | LUG-RA484, INS RING TONGUE 22-18 GA RED | 0.96 | 50% | 0.48
601165749 | CABLE STRAP, ED8C504-50 G6 | 5.38 | 50% | 2.69
601202823 | RACEWAY EQUIPMENT, ED8C509-50 G6 | 12.72 | 50% | 6.36
601248404 | DOOR, ED6C321-50 G3 | 547.56 | 50% | 273.78
601343874 | EQUIPMENT, ED8C610-50 G8 | 67.92 | 50% | 33.96
601401433 | EQUIPMENT, ED8C805-50 G7 | 34.94 | 50% | 17.47
601463813 | EQUIPMENT, ED8C812-50 G21 | 400.8 | 50% | 200.4
601463839 | EQUIPMENT, ED8C812-50 G23 | 110.4 | 50% | 55.2
601463847 | EQUIPMENT, ED8C812-50 G24 | 156.67 | 50% | 78.335
601463995 | EQUIPMENT, ED8C805-50 G10 | 47.02 | 50% | 23.51
601825250 | EQUIPMENT, ED8C784-50 G23 | 101.26 | 50% | 50.63
804222990 | FUSE-P422299 DUMMY | 6.79 | 50% | 3.395
804223006 | FUSE-P422300 DUMMY | 7.03 | 50% | 3.515
814251930 | FLAT WASHER, P-42E193, STEEL, 5/8 | 0.72 | 50% | 0.36
847073749 | KIT-HDWR KIT #3 MOUNTING* | 7.75 | 50% | 3.875
847079860 | BOLT HEX 18.10 M6/16MM STEEL | 0.11 | 50% | 0.055
847174901 | WSHR-FLAT STEEL ST-70-14* | 0.16 | 50% | 0.08
847755246 | HARDWARE, NUMBER PLATE 145P | 0.17 | 50% | 0.085
847891264 | ASSY- ADPTR ADAPTER | 32.66 | 50% | 16.33
848201919 | KIT-HDWR M5X10MM SCREWS * | 0.48 | 50% | 0.24
848919601 | KIT- CA RK SEE DRAWING IN JMANAGER FOR * | 125.83 | 50% | 62.915
848919742 | JUNCT LOW TO HIGH AUX FRAMING | 27.02 | 50% | 13.51
848919866 | KIT- CA RK SEE DRAWING IN JMANAGER FOR * | 38.47 | 50% | 19.235
848963625 | KIT-KIT-UNISTSUPT BRKT EXTR 1 PC 106198* | 7.3 | 50% | 3.65
849105812 | KIT-849105812 FIXT SITE MATERIAL (2) CO* | 35.71 | 50% | 17.855
849105895 | KIT-849105895 FIXT SITE MATERIAL (2) CO* | 51.38 | 50% | 25.69
849106018 | KIT-849106018 FIXT SITE MATERIAL (2) CO* | 47.71 | 50% | 23.855
900486861 | TUBG-HSC700-1000 CAP | 20.28 | 50% | 10.14
901198689 | WSHR-M5 FLAT M5 5.3X10.0* | 0.02 | 50% | 0.01
901249813 | WSHR-M8 FLAT 8.4X17X1.6M* | 0.05 | 50% | 0.025
901249821 | WSHR LK-M8 HELCL SPG M8 * | 0.04 | 50% | 0.02
901249839 | NUT HEX-M8 M8 6.5X13MM F* | 0.05 | 50% | 0.025
901263327 | SCR CAP-M8X25 8 MM HEX H* | 0.2 | 50% | 0.1
901328906 | TIE-WRAP 4.5X194MM PLSTC | 0.03 | 50% | 0.015
901350322 | SCR M-.25 IN 20 TPI 1 IN* | 0.15 | 50% | 0.075
901361287 | SCREW, CAP, M5, .8 MM, 12 MM STANDARD, H | 0.07 | 50% | 0.035
901377770 | BOX- OUTLET 2.125IN 4.65625IN 1.5IN DIE* | 13.06 | 50% | 6.53
901377838 | FTG CNDT-KS5351 INSULATE* | 12.91 | 50% | 6.455
901396416 | SCR M-.216 IN 24 TPI 1/4* | 10.8 | 50% | 5.4
995840386 | SLVG-ACRYL FLEX BRD 20 1* | 2.09 | 50% | 1.045
996238093 | ELB-5252 1/2 90 DEG ELEC* | 6.36 | 50% | 3.18
996533501 | BOX OUTL-4SJD-1 4X11/16IN | 6.77 | 50% | 3.385
997083795 | CNDT ELECL-5362 1/2IN LI* | 14.09 | 50% | 7.045
997104567 | CNDT ELECL-8123 1/2IN IN* | 4.15 | 50% | 2.075
997623723 | LUG TERM-C77 STAKON 12X1* | 0.26 | 50% | 0.13
997813621 | COV-2510 RECEPTACLE | 1.1 | 50% | 0.55
997813712 | COV-8487 CNDT BOX OTHER | 2.01 | 50% | 1.005
1AB000530001 | CONNECTOR, BURNDY LOCKING LATCH | 0.12 | 50% | 0.06
1AB002130002 | CON COAX 1.6/5.6 FEM 75Ohm CRIMP silver | 3.94 | 50% | 1.97
1AB006030063 | HOUSING, SCREENED SUB-D, | 10.64 | 50% | 5.32
1AB009720030 | Male Coaxial Connector (50 Ohms) | 5.71 | 50% | 2.855
1AB014010001 | Kabel Typ 216,8m/LAN-KABEL1:1Cat6/ RJ45 | 33 | 50% | 16.5
1AB014410005 | FUSE OTHER 15/3.1/20 10A_QUICK | 1.01 | 50% | 0.505
1AB014410009 | FUSE OTHER 15/3.1/20 7.5A_QUICK | 2.5 | 50% | 1.25
1AB014410010 | FUSE*OTHER*15A_QUICK | 1.25 | 50% | 0.625
1AB017500057 | BREAKER, 1A | 170.24 | 50% | 85.12
1AB017500058 | BREAKER 8A | 149 | 50% | 74.5
1AB017500059 | BREAKER 4A | 149 | 50% | 74.5
1AB017500061 | BREAKER, 10A | 170.24 | 50% | 85.12
1AB017500062 | BREAKER 15A | 149 | 50% | 74.5
1AB017500063 | BREAKER 40A | 149 | 50% | 74.5
1AB017500064 | BREAKER, 30A | 170.24 | 50% | 85.12
1AB017500065 | BREAKER, 2A | 149 | 50% | 74.5
1AB017500066 | BREAKER, 25A | 149 | 50% | 74.5
1AB017500067 | BREAKER, 20A | 149 | 50% | 74.5
1AB017500070 | CIRCUIT BREAKER 100A | Custom Bid | 0% | Custom Bid
1AB017500072 | BREAKER, 50A | 149 | 50% | 74.5
1AB017500073 | BREAKER, 70A | 149 | 50% | 74.5
1AB017500077 | BREAKER, 80A | 149 | 50% | 74.5
1AB017500078 | BREAKER, 63A | 149 | 50% | 74.5
1AB017500080 | BREAKER, 60A | 149 | 50% | 74.5
1AB017500081 | BREAKER, 35A | 149 | 50% | 74.5
1AB024380016 | CIRCUIT BREAKER 8A S9 RACK | Custom Bid | 0% | Custom Bid
1AB032050003 | LUG UNINS RING CRIMP M6 8AWG | 0.66 | 50% | 0.33
1AB032050093 | CABLE LUG 6/>2,5-6 | Custom Bid | 0% | Custom Bid
1AB032050225 | LUG 45deg DOUBLE HOLE 8AWG | 10.2 | 50% | 5.1
1AB035020095 | LUG*FORK*CRIMP_No | 4.82 | 50% | 2.41
1AB051530076 | CON-LUG+FASTON-YA8CL1-BOX | 0.58 | 50% | 0.29
1AB051530095 | LUG PIN CRIMP_UNINSUL 3.72mm/3.74mm 6.35 | 3.26 | 50% | 1.63
1AB051530097 | LUG*PIN*CRIMP UNINSUL*6.35mm | 15.77 | 50% | 7.885
1AB051530098 | 90deg 2-hole lug: 10AWG, 1/4IN stud size | 8.62 | 50% | 4.31
1AB051530112 | LUG 2 HOLE SCREW_UNINSUL 2.82mm/2.82mm | 8.4 | 50% | 4.2
1AB051530119 | LUG PIN CRIMP_UNINSUL 7.3mm/7.4mm 7.37um | 10.01 | 50% | 5.005
1AB054490002 | LSA-PLUS Series 2 Disco 10P | 6.03 | 50% | 3.015
1AB058580013 | 16A istic DC 48V DIN + 2x +svorka | 70.95 | 50% | 35.475
1AB058580016 | CIRC BREAK 10A C60H-DC 1P C | 75.3 | 50% | 37.65
1AB064050001 | CAT 6-19 P_1U PATCHPANEL_w 24 COUPL RJ45 | 368.95 | 50% | 184.475
1AB089570031 | CON-OPTO-SMLC_ADAPTOR | 24 | 50% | 12
1AB121750001 | CIRCUIT BREAKER C60H 1x20A | 73.61 | 50% | 36.805
1AB121750003 | CIRCUIT BREAKER C60H 1x63A | 77 | 50% | 38.5
1AB121750004 | CIRCUIT BREAKER C60H 1x50A | 91.04 | 50% | 45.52
1AB134970011 | ADAPTER DB9FxRJ45 | 5.47 | 50% | 2.735
1AB155630001 | SHORT JUMPER DUPLEX LC (140/155MM) | 149 | 50% | 74.5
1AB156220001 | SLOW EVOA SFP | 1288 | 50% | 644
1AB156410001 | CON-CBLRD Connector Modular Jack/Plug | 2.93 | 50% | 1.465
1AB162710003 | CIRCUIT BREAKER 4A 72VDC | 24 | 50% | 12
1AB162710004 | CIRCUIT BREAKER 8A 72VDC | 14 | 50% | 7
1AB162710005 | CIRCUIT BREAKER 10A 72VDC | 21 | 50% | 10.5
1AB162710006 | CIRCUIT BREAKER 15A 72VDC | 24 | 50% | 12
1AB162710007 | CIRCUIT BREAKER 20A 72VDC | 42 | 50% | 21
1AB162710008 | CIRCUIT BREAKER 25A 72VDC | 25 | 50% | 12.5
1AB162710009 | CIRCUIT BREAKER 30A 72VDC | 26 | 50% | 13
1AB162710015 | CIRCUIT BREAKER 40A 72VCC | 27 | 50% | 13.5
1AB169400001 | CON-OPTO-SM*FC-SC-ADAPTOR | 8.78 | 50% | 4.39
1AB182170001 | PANEL 16 PORT 120 ohms-W/W WITH CABLE SC | Custom Bid | 0% | Custom Bid
1AB182640001 | LUG TERMINAL, 1/0 STR, 1/4, HOLE, 5/8 SP | 9.89 | 50% | 4.945
1AB185030004 | CA SM DX 2.7 LC-LC 15M YL LSZH | 57.07 | 50% | 28.535
1AB185770054 | JUMPER MU/LC 80 CM | 66 | 50% | 33
1AB185770055 | JUMPER MU/LC 88 CM | 34 | 50% | 17
1AB185770056 | JUMPER MU/LC 108 CM | 68 | 50% | 34
1AB187280031 | OPTO TRX SFP 1GBE LX/LX10 DDM | 156 | 50% | 78
1AB187280033 | OPTO TRX SFP 1GBE SX DDM | 80 | 50% | 40
1AB187280040 | OPTO TRX SFP 1.25GBE LX/LX10 DDM -40/+85 | 195 | 50% | 97.5
1AB187280042 | OPTO TRX SFP 1GBE ZX DDM | 856 | 50% | 428
1AB187280045 | OPTO TRX SFP 1.25GBE SX DDM -40/+85 | 135 | 50% | 67.5
1AB188030002 | CA MM SX 2.0 LC-LC 3M OR | 22.75 | 50% | 11.375
1AB194670004 | OPTO TRX SFP S-1.1 DDM | 116.8 | 50% | 58.4
1AB194670005 | OPTO TRX SFP L-1.1 DDM -40/+85 | 308 | 50% | 154
1AB194670006 | OPTO TRX SFP L-1.2 DDM -40/+85 | 500 | 50% | 250
1AB194670007 | OPTO TRX SFP S-1.1 DDM -40/+85 | 140 | 50% | 70
1AB195070029 | JUMPER LC BC FC MM 50 mic 8 m | Custom Bid | 0% | Custom Bid
1AB196340009 | CWDM 1470NM PIN SFP DDM | 1000 | 50% | 500
1AB196340010 | CWDM 1490NM PIN SFP DDM | 1000 | 50% | 500
1AB196340011 | CWDM 1510NM PIN SFP DDM | 800 | 50% | 400
1AB196340012 | CWDM 1530NM PIN SFP DDM | 800 | 50% | 400
1AB196340013 | CWDM 1550NM PIN SFP DDM | 800 | 50% | 400
1AB196340014 | CWDM 1570NM PIN SFP DDM | 1000 | 50% | 500
1AB196340015 | CWDM 1590NM PIN SFP DDM | 1000 | 50% | 500
1AB196340016 | CWDM 1610NM PIN SFP DDM | 1000 | 50% | 500
1AB196350026 | CWDM 1470NM APD SFP DDM | 1440 | 50% | 720
1AB196350027 | CWDM 1490NM APD SFP DDM | 1440 | 50% | 720
1AB196350028 | CWDM 1510NM APD SFP DDM | 1440 | 50% | 720
1AB196350029 | CWDM 1530NM APD SFP DDM | 1440 | 50% | 720
1AB196350030 | CWDM 1550NM APD SFP DDM | 1440 | 50% | 720
1AB196350031 | CWDM 1570NM APD SFP DDM | 1440 | 50% | 720
1AB196350032 | CWDM 1590NM APD SFP DDM | 1440 | 50% | 720
1AB196350033 | CWDM 1610NM APD SFP DDM | 1440 | 50% | 720
1AB196360004 | OPTO TRX SFP S-4.1 DDM | 228 | 50% | 114
1AB196360005 | OPTO TRX SFP S-4.1 DDM -40/+85 | 251 | 50% | 125.5
1AB196360006 | OPTO TRX SFP L-4.1 DDM -40/+85 | 313.6 | 50% | 156.8
1AB196360007 | OPTO TRX SFP L-4.2 DDM -40/+85 | 432 | 50% | 216
1AB196370005 | OPTO TRX SFP I-16.1 DDM | 400 | 50% | 200
1AB196370006 | OPTO TRX SFP S-16.1 DDM -5/+85 | 492 | 50% | 246
1AB196370007 | OPTO TRX SFP S-16.1 ANYRATE DDM | 441.6 | 50% | 220.8
1AB196370008 | OPTO TRX SFP L-16.1 DDM -5/+80 | 1131 | 50% | 565.5
1AB196370009 | OPTO TRX SFP L-16.2 DDM -5/+80 | 1323 | 50% | 661.5
1AB196370013 | OPTO TRX SFP I-16.1 DDM -40/+85 | 425 | 50% | 212.5
1AB202160001 | CIRCUIT BREAKER C120H 1x80A 48VCC | 175.39 | 50% | 87.695
1AB202160002 | CIRCUIT BREAKER C120H 1x125A | 315.7 | 50% | 157.85
1AB202160003 | CIRCUIT BREAKER C120H 1x100A | 152.96 | 50% | 76.48
1AB210170001 | EL TRX SFP STM-1EL | 481 | 50% | 240.5
1AB214000005 | CA MM SX 1.6 LC-LC 10M YL | 13.44 | 50% | 6.72
1AB214540001 | XFP I-64.1/10GBE BASE L | 1757 | 50% | 878.5
1AB214540002 | XFP 10GBE BASE S (UP TO 10.3 GBS) | 1194 | 50% | 597
1AB214710002 | OPTO TRX SFP 100BASE LX -40/+85 DDM | 135 | 50% | 67.5
1AB215120007 | CA SM SX 2.0 LC-LC 5M YL LSZH | 11.52 | 50% | 5.76
1AB215120009 | CA SM SX 2.0 LC-LC 15M YL LSZH | 14.07 | 50% | 7.035
1AB215120038 | DUPLEX JUMPER 3.5M - NAR SM FOR INTERNAL | 136 | 50% | 68
1AB215120039 | PROTECTION Y-CABLE SPLITTER (SMF) - HORI | 1440 | 50% | 720
1AB215120040 | PROTECTION Y-CABLE SPLITTER (SMF) - VERT | 1440 | 50% | 720
1AB215120042 | PROTECTION Y-CABLE SPLITTER (MMF 50/125 | 1440 | 50% | 720
1AB215120057 | SIMPLEX JUMPER (2.350M) - NAR - SM FOR L | 80 | 50% | 40
1AB215120058 | DUPLEX JUMPER (3.5M) - NAR - MM (50UM) F | 104 | 50% | 52
1AB215120061 | DUPLEX JUMPER S.M. LC/PC-LC/PC 1.4M NAR | 135 | 50% | 67.5
1AB215120075 | SHORT JUMPER LC (230MM) | 149 | 50% | 74.5
1AB215120076 | SHORT JUMPER LC (155MM) | 149 | 50% | 74.5
1AB215120077 | SIMPLEX JUMPER 3.5M - NAR | 57 | 50% | 28.5
1AB215120079 | DUPLEX JUMPER (15M) - NAR - SM | 306 | 50% | 153
1AB215120080 | DUPLEX JUMPER (10M) - NAR - SM | 265 | 50% | 132.5
1AB215120081 | DUPLEX JUMPER (7M) - NAR - SM | 241 | 50% | 120.5
1AB215120085 | SHORT JUMPER LC (120MM) | 41 | 50% | 20.5
1AB215120086 | SHORT JUMPER LC (215MM) | 64 | 50% | 32
1AB215120087 | SHORT JUMPER LC (185MM) | 54 | 50% | 27
1AB215120091 | SHORT JUMPER LC (165MM) | 51 | 50% | 25.5
1AB215120093 | SHORT JUMPER DUPLEX LC (120/135MM) | 61 | 50% | 30.5
1AB215120094 | OPTICAL CABLE ASSY, SM, LC-LC, 140/155MM | 41 | 50% | 20.5
1AB217280001 | XFP S64-2B/10GBE BASE E | 3501 | 50% | 1750.5
1AB217280002 | XFP P1L1-2D2 | 9868 | 50% | 4934
1AB229830003 | JLCAT6 2M | 8.61 | 50% | 4.305
1AB229830006 | CABLE ASSY CAT6E S/FTP WE RJ45-RJ45 5M | 11.6 | 50% | 5.8
1AB229830011 | Kabel Typ 216,0,5m/LAN-KABEL1:1Cat6/RJ45 | 14.64 | 50% | 7.32
1AB229830012 | Kabel Typ 216,25m/LAN-KABEL1:1Cat6/RJ45 | 27.22 | 50% | 13.61
1AB243210001 | CIRC BREAK*100A_FAST, 10/10 GMT_DUAL FEE | 924 | 50% | 462
1AB246420001 | RFS RSB-CLIP FOR LCF78 7/8INCH CABLE | 21.12 | 50% | 10.56
1AB251130001 | SENSOR*sensor-CMC-TC-access sensor*0A*1* | 213.92 | 50% | 106.96
1AB252030001 | 10DB ATTENUATOR | 101 | 50% | 50.5
1AB255910001 | LUG 2 HOLE CRIMP_NO 7.37mm 6.35mm | 5.33 | 50% | 2.665
1AB266440001 | 2 HOLE LUG M6 HOLES FOR 16MM2 | 10.42 | 50% | 5.21
1AB283380001 | Cable entry panel_482.6 mm (19 inch) | 163.51 | 50% | 81.755
1AB293800001 | Parent CA SM-BIF SCA-LC40 RISER 1.6mm YL | 41.6 | 50% | 20.8
1AB293800002 | Parent CA SM-BIF 2F FCA-LC40 RISER 1.6mm | 40.58 | 50% | 20.29
1AB297410012 | CIRCUIT BREAKER 40A,_80VDC, MAGNETIC,_W/ | 24.02 | 50% | 12.01
1AB300680001 | LUG,YA8CL-NT8,CMPRSSN_NO 8 WIRE 1 HOLE | 8.16 | 50% | 4.08
1AB304630001 | LUG, 2AWG LONG BARREL_2HOLE 1/4 STUD | 11.06 | 50% | 5.53
1AB310800001 | LUG 2H 1/4IN STUD, 5/8IN, NARROW, 2AWG | 5.06 | 50% | 2.53
1AB311640003 | LUG 4AWG 2HOLE Stud Hole 1/4in CC 5/8in | 11.64 | 50% | 5.82
1AB324570004 | FUSE*KNIFE*NH1*100A_MEDIUM | 42.91 | 50% | 21.455
1AB328490001 | PC2208iiR - Red 42in C13 to C14 Power Co | 23.04 | 50% | 11.52
1AB348170014 | CA MM SX 2.4 LC-LC 15M OR | 29.46 | 50% | 14.73
1AB349800001 | Parent CA SM-BIF 2F LCU40-LCU,ONFR 1.6mm | 34.24 | 50% | 17.12
1AB349820001 | OPTO-CABLE-ASSY SM_LC/UPC SC/UPC | 34.24 | 50% | 17.12
1AB349840001 | CA 1F, Red Jacket, Indoor | 20.54 | 50% | 10.27
1AB352700004 | CA-AC POWER SUPPLY-NORTH AMERICA (LZSH/- | 18 | 50% | 9
1AB352700007 | AC POWER CABLE, AUS PSI | 81 | 50% | 40.5
1AB352700008 | CA-AC PWR SUPPLY CABLE NAR (PSS-16II) | 54 | 50% | 27
1AB352700009 | CA-AC PWR SUPPLY CBL AUS (PSS-16II) | 50 | 50% | 25
1AB352700010 | CA-AC PWR SUPPLY CBL UK/IRLND (PSS16II) | 54 | 50% | 27
1AB352700011 | CA-AC PWR SPLY CBL CNTRL EUR (PSS16II) | 46 | 50% | 23
1AB352700012 | CA-AC PWR SUPPLY C19-C20 16A(PSS-16II) | 70 | 50% | 35
1AB352700013 | CA-AC PWR SUPPLY C13-C14 (PSS-8) | 61 | 50% | 30.5
1AB353260001 | 4PR/24AWG CAT5E SINGLE END RJ45 SHLD OE | 18.6 | 50% | 9.3
1AB356630001 | OE-TRX XFP DWDM CH60 | 9159 | 50% | 4579.5
1AB356630002 | OE-TRX XFP DWDM CH59 | 9159 | 50% | 4579.5
1AB356630003 | OE-TRX XFP DWDM CH58 | 9159 | 50% | 4579.5
1AB356630004 | OE-TRX XFP DWDM CH57 | 9159 | 50% | 4579.5
1AB356630005 | OE-TRX XFP DWDM CH56 | 9159 | 50% | 4579.5
1AB356630006 | OE-TRX XFP DWDM CH55 | 9159 | 50% | 4579.5
1AB356630007 | OE-TRX XFP DWDM CH54 | 9159 | 50% | 4579.5
1AB356630008 | OE-TRX XFP DWDM CH53 | 9159 | 50% | 4579.5
1AB356630009 | OE-TRX XFP DWDM CH52 | 9159 | 50% | 4579.5
1AB356630010 | OE-TRX XFP DWDM CH51 | 9159 | 50% | 4579.5
1AB356630011 | OE-TRX XFP DWDM CH50 | 9159 | 50% | 4579.5
1AB356630012 | OE-TRX XFP DWDM CH49 | 9159 | 50% | 4579.5
1AB356630013 | OE-TRX XFP DWDM CH48 | 9159 | 50% | 4579.5
1AB356630014 | OE-TRX XFP DWDM CH47 | 9159 | 50% | 4579.5
1AB356630015 | OE-TRX XFP DWDM CH46 | 9159 | 50% | 4579.5
1AB356630016 | OE-TRX XFP DWDM CH45 | 9159 | 50% | 4579.5
1AB356630017 | OE-TRX XFP DWDM CH44 | 9159 | 50% | 4579.5
1AB356630018 | OE-TRX XFP DWDM CH43 | 9159 | 50% | 4579.5
1AB356630019 | OE-TRX XFP DWDM CH42 | 9159 | 50% | 4579.5
1AB356630020 | OE-TRX XFP DWDM CH41 | 9159 | 50% | 4579.5
1AB356630021 | OE-TRX XFP DWDM CH40 | 9159 | 50% | 4579.5
1AB356630022 | OE-TRX XFP DWDM CH39 | 9159 | 50% | 4579.5
1AB356630023 | OE-TRX XFP DWDM CH38 | 9159 | 50% | 4579.5
1AB356630024 | OE-TRX XFP DWDM CH37 | 9159 | 50% | 4579.5
1AB356630025 | OE-TRX XFP DWDM CH36 | 9159 | 50% | 4579.5
1AB356630026 | OE-TRX XFP DWDM CH35 | 9159 | 50% | 4579.5
1AB356630027 | OE-TRX XFP DWDM CH34 | 9159 | 50% | 4579.5
1AB356630028 | OE-TRX XFP DWDM CH33 | 9159 | 50% | 4579.5
1AB356630029 | OE-TRX XFP DWDM CH32 | 7327.2 | 50% | 3663.6
1AB356630030 | OE-TRX XFP DWDM CH31 | 9159 | 50% | 4579.5
1AB356630031 | OE-TRX XFP DWDM CH30 | 7327.2 | 50% | 3663.6
1AB356630032 | OE-TRX XFP DWDM CH29 | 9159 | 50% | 4579.5
1AB356630033 | OE-TRX XFP DWDM CH28 | 9159 | 50% | 4579.5
1AB356630034 | OE-TRX XFP DWDM CH27 | 9159 | 50% | 4579.5
1AB356630035 | OE-TRX XFP DWDM CH26 | 9159 | 50% | 4579.5
1AB356630036 | OE-TRX XFP DWDM CH25 | 9159 | 50% | 4579.5
1AB356630037 | OE-TRX XFP DWDM CH24 | 9159 | 50% | 4579.5
1AB356630038 | OE-TRX XFP DWDM CH23 | 9159 | 50% | 4579.5
1AB356630039 | OE-TRX XFP DWDM CH22 | 9159 | 50% | 4579.5
1AB356630040 | OE-TRX XFP DWDM CH21 | 9159 | 50% | 4579.5
1AB356630041 | OE-TRX XFP DWDM CH20 | 9159 | 50% | 4579.5
1AB356630042 | OE-TRX XFP DWDM CH19 | 9159 | 50% | 4579.5
1AB356630043 | OE-TRX XFP DWDM CH18 | 9159 | 50% | 4579.5
1AB356630044 | OE-TRX XFP DWDM CH17 | 9159 | 50% | 4579.5
1AB357990001 | OE-TRX SFP 100B FX | 128 | 50% | 64
1AB359780001 | EL TRX SFP 1000BASE-T | 126 | 50% | 63
1AB359780002 | EL TRX SFP 10/100/1000BASE-T -40/+85 | 173 | 50% | 86.5
1AB359780003 | EL TRX SFP 10/100/1000BASE-T -40/+85 B | 300 | 50% | 150
1AB371240001 | 8DB ATTENUATOR | 101 | 50% | 50.5
1AB371250001 | 4DB ATTENUATOR | 101 | 50% | 50.5
1AB371250002 | 2DB ATTENUATOR | 101 | 50% | 50.5
1AB371250003 | 6DB ATTENUATOR | 101 | 50% | 50.5
1AB371250004 | 12DB ATTENUATOR | 101 | 50% | 50.5
1AB371250005 | 14DB ATTENUATOR | 101 | 50% | 50.5
1AB371250006 | 1DB ATTENUATOR | 101 | 50% | 50.5
1AB371250007 | 3DB ATTENUATOR | 101 | 50% | 50.5
1AB371250008 | 5DB ATTENUATOR | 101 | 50% | 50.5
1AB371250009 | 7DB ATTENUATOR | 101 | 50% | 50.5
1AB371250010 | 9DB ATTENUATOR | 101 | 50% | 50.5
1AB373110001 | OE-TRX SFP CWDM PIN CH51 B_SFPMULTIRATE | 900 | 50% | 450
1AB373120001 | OE-TRX SFP CWDM APD CH51 B_SFPMULTIRATE | 1200 | 50% | 600
1AB373120002 | OC3/STM1 APD ULH SFP 1510NM | 1303 | 50% | 651.5
1AB375380001 | XFP 10BASE-S | 655 | 50% | 327.5
1AB375380003 | XFP S-64.2B/10GBE BASE-E | 2700 | 50% | 1350
1AB375380004 | XFP P1L1-2D2/10GBE BASE-Z | 3448 | 50% | 1724
1AB375380005 | XFP S-64-2B/10GBE BASE-E -40/+85 | 3780 | 50% | 1890
1AB375380007 | XFP I-64.1/10GBE BASE-L -40/+85 | 806.4 | 50% | 403.2
1AB375380008 | XFP P1L1-2D2/10GBE BASE-Z -5/+85 | 3861 | 50% | 1930.5
1AB375380009 | XFP I-64.1/10GBE BASE-L/10G FC/8.5G FC - | 851 | 50% | 425.5
1AB375380011 | XFP 10GBASE-SR/W 8GFC -40/+85 | 585 | 50% | 292.5
1AB376350001 | SFP S-1.1 -40/+85 | 99 | 50% | 49.5
1AB376350002 | SFP L-1.1 -40/+85 | 279 | 50% | 139.5
1AB376350003 | SFP L-1.2 -40/+85 | 283 | 50% | 141.5
1AB376360001 | SFP S-4.1 -40/+85 | 168 | 50% | 84
1AB376360002 | SFP L-4.1 -40/+85 | 319 | 50% | 159.5
1AB376360003 | SFP L-4.2 -40/+85 | 312 | 50% | 156
1AB376370001 | SFP I-16.1 -40/+85 | 372 | 50% | 186
1AB376370002 | SFP S-16.1 -5/+85 | 247 | 50% | 123.5
1AB376370003 | SFP L-16.1 -5/+85 | 729 | 50% | 364.5
1AB376370004 | SFP L-16.2 -5/+85 | Custom Bid | 0% | Custom Bid
1AB376370005 | SFP S-16.1 ANY RATE -40/+85 | 491 | 50% | 245.5
1AB376370007 | SFP L-16.1 -40/+85 HARDENED | 635 | 50% | 317.5
1AB376370008 | SFP L-16.2 -40/+85 | Custom Bid | 0% | Custom Bid
1AB376720001 | SFP GBE SX -40/+85 | 108 | 50% | 54
1AB376720002 | SFP GBE LX/LX10 -40/+85 | 199 | 50% | 99.5
1AB376720003 | SFP GBE ZX -40/+85 | 1086 | 50% | 543
1AB376720004 | SFP 1GBE EZX -40/+85 | 1559 | 50% | 779.5
1AB376720006 | SFP GBE VX -40/+85 (1310NM) | 248 | 50% | 124
1AB377160001 | SFP CWDM SH 1471NM | 756 | 50% | 378
1AB377160002 | SFP CWDM SH 1491NM | 756 | 50% | 378
1AB377160003 | SFP CWDM SH 1511NM | 756 | 50% | 378
1AB377160004 | SFP CWDM SH 1531NM | 756 | 50% | 378
1AB377160005 | SFP CWDM SH 1551NM | 756 | 50% | 378
1AB377160006 | SFP CWDM SH 1571NM | 756 | 50% | 378
1AB377160007 | SFP CWDM SH 1591NM | 756 | 50% | 378
1AB377160008 | SFP CWDM SH 1611M | 756 | 50% | 378
1AB377200009 | SFP CWDM LH 1471 NM -40/+85 | 1890 | 50% | 945
1AB377200010 | SFP CWDM LH 1491 NM -40/+85 | 1890 | 50% | 945
1AB377200011 | SFP CWDM LH 1511 NM -40/+85 | 1890 | 50% | 945
1AB377200012 | SFP CWDM LH 1531 NM -40/+85 | 1890 | 50% | 945
1AB377200013 | SFP CWDM LH 1551 NM -40/+85 | 1890 | 50% | 945
1AB377200014 | SFP CWDM LH 1571 NM -40/+85 | 1890 | 50% | 945
1AB377200015 | SFP CWDM LH 1591 NM -40/+85 | 1890 | 50% | 945
1AB377200016 | SFP CWDM LH 1611 NM -40/+85 | 1890 | 50% | 945
1AB377220001 | SFP DWDM CH 62 | Custom Bid | 0% | Custom Bid
1AB377220002 | SFP DWDM CH 61 | Custom Bid | 0% | Custom Bid
1AB377220003 | SFP DWDM CH 60 | 2052 | 50% | 1026
1AB377220004 | SFP DWDM CH 59 | 2052 | 50% | 1026
1AB377220005 | SFP DWDM CH 58 | 2052 | 50% | 1026
1AB377220006 | SFP DWDM CH 57 | 2052 | 50% | 1026
1AB377220007 | SFP DWDM CH 56 | 2052 | 50% | 1026
1AB377220008 | SFP DWDM CH 55 | 2052 | 50% | 1026
1AB377220009 | SFP DWDM CH 54 | 2052 | 50% | 1026
1AB377220010 | SFP DWDM CH 53 | 2052 | 50% | 1026
1AB377220011 | SFP DWDM CH 52 | 2052 | 50% | 1026
1AB377220012 | SFP DWDM CH 51 | 2052 | 50% | 1026
1AB377220013 | SFP DWDM CH 50 | 2052 | 50% | 1026
1AB377220014 | SFP DWDM CH 49 | 2052 | 50% | 1026
1AB377220015 | SFP DWDM CH 48 | 2052 | 50% | 1026
1AB377220016 | SFP DWDM CH 47 | 2052 | 50% | 1026
1AB377220017 | SFP DWDM CH 46 | 2052 | 50% | 1026
1AB377220018 | SFP DWDM CH 45 | 2052 | 50% | 1026
1AB377220019 | SFP DWDM CH 44 | 2052 | 50% | 1026
1AB377220020 | SFP DWDM CH 43 | 2052 | 50% | 1026
1AB377220021 | SFP DWDM CH 42 | 2052 | 50% | 1026
1AB377220022 | SFP DWDM CH 41 | 2052 | 50% | 1026
1AB377220023 | SFP DWDM CH 40 | 2052 | 50% | 1026
1AB377220024 | SFP DWDM CH 39 | 2052 | 50% | 1026
1AB377220025 | SFP DWDM CH 38 | 2052 | 50% | 1026
1AB377220026 | SFP DWDM CH 37 | 2052 | 50% | 1026
1AB377220027 | SFP DWDM CH 36 | 2052 | 50% | 1026
1AB377220028 | SFP DWDM CH 35 | 2052 | 50% | 1026
1AB377220029 | SFP DWDM CH 34 | 2052 | 50% | 1026
1AB377220030 | SFP DWDM CH 33 | 2052 | 50% | 1026
1AB377220031 | SFP DWDM CH 32 | 2052 | 50% | 1026
1AB377220032 | SFP DWDM CH 31 | 2052 | 50% | 1026
1AB377220033 | SFP DWDM CH 30 | 2052 | 50% | 1026
1AB377220034 | SFP DWDM CH 29 | 2052 | 50% | 1026
1AB377220035 | SFP DWDM CH 28 | 2052 | 50% | 1026
1AB377220036 | SFP DWDM CH 27 | 2052 | 50% | 1026
1AB377220037 | SFP DWDM CH 26 | 2052 | 50% | 1026
1AB377220038 | SFP DWDM CH 25 | 2052 | 50% | 1026
1AB377220039 | SFP DWDM CH 24 | 2052 | 50% | 1026
1AB377220040 | SFP DWDM CH 23 | 2052 | 50% | 1026
1AB377220041 | SFP DWDM CH 22 | 2052 | 50% | 1026
1AB377220042 | SFP DWDM CH 21 | 2052 | 50% | 1026
1AB377220043 | SFP DWDM CH 20 | 2052 | 50% | 1026
1AB377220044 | SFP DWDM CH 19 | 2052 | 50% | 1026
1AB377220045 | SFP DWDM CH 18 | 2052 | 50% | 1026
1AB377220046 | SFP DWDM CH 17 | 2052 | 50% | 1026
1AB378370001 | XFP CWDM-LH 1471NM | 7444 | 50% | 3722
1AB378370002 | XFP CWDM-LH 1491NM | 7444 | 50% | 3722
1AB378370003 | XFP CWDM-LH 1511NM | 7444 | 50% | 3722
1AB378370004 | XFP CWDM-LH 1531NM | 7444 | 50% | 3722
1AB378370005 | XFP CWDM-LH 1551NM | 7444 | 50% | 3722
1AB378370006 | XFP CWDM-LH 1571NM | 7444 | 50% | 3722
1AB378370007 | XFP CWDM-LH 1591NM | 7444 | 50% | 3722
1AB378370008 | XFP CWDM-LH 1611NM | 7444 | 50% | 3722
1AB378370009 | XFP CWDM-LH 1471NM (-40/85) | 5194 | 50% | 2597
1AB378370010 | XFP CWDM-LH 1491NM (-40/85) | 5195 | 50% | 2597.5
1AB378370011 | XFP CWDM-LH 1511NM (-40/85) | 5195 | 50% | 2597.5
1AB378370012 | XFP CWDM-LH 1531NM (-40/85) | 5195 | 50% | 2597.5
1AB378370013 | XFP CWDM-LH 1551NM (-40/85) | 5195 | 50% | 2597.5
1AB378370014 | XFP CWDM-LH 1571NM (-40/85) | 5195 | 50% | 2597.5
1AB378370015 | XFP CWDM-LH 1591NM (-40/85) | 5195 | 50% | 2597.5
1AB378370016 | XFP CWDM-LH 1611NM (-40/85) | 5195 | 50% | 2597.5
1AB379240001 | XFP CWDM-SH 1471NM | 4050 | 50% | 2025
1AB379240002 | XFP CWDM-SH 1491NM | 4050 | 50% | 2025
1AB379240003 | XFP CWDM-SH 1511NM | 4050 | 50% | 2025
1AB379240004 | XFP CWDM-SH 1531NM | 4050 | 50% | 2025
1AB379240005 | XFP CWDM-SH 1551NM | 4050 | 50% | 2025
1AB379240006 | XFP CWDM-SH 1571NM | 4050 | 50% | 2025
1AB379240007 | XFP CWDM-SH 1591NM | 4050 | 50% | 2025
1AB379240008 | XFP CWDM-SH 1611NM | 4050 | 50% | 2025
1AB379240009 | XFP CWDM (40KM) 10G DDM 1471NM (-40/85) | 4039 | 50% | 2019.5
1AB379240010 | XFP CWDM (40KM) 10G DDM 1491NM (-40/85) | 4039 | 50% | 2019.5
1AB379240011 | XFP CWDM (40KM) 10G DDM 1511NM (-40/85) | 4039 | 50% | 2019.5
1AB379240012 | XFP CWDM (40KM) 10G DDM 1531NM (-40/85) | 4039 | 50% | 2019.5
1AB379240013 | XFP CWDM (40KM) 10G DDM 1551NM (-40/85) | 4039 | 50% | 2019.5
1AB379580001 | LUG 2 HOLE CRIMP_UNINSUL 6.54mm/6.54mm | 6.94 | 50% | 3.47
1AB379640001 | SFP FC/2FC/4FC 850NM | 186 | 50% | 93
1AB382180001 | SFP FE 100BASE-LX -40/+85 | 146 | 50% | 73
1AB390930002 | SFP+ 10GBASE-LR/10G FC 10KM SMF -5/+85 | 780 | 50% | 390
1AB390930004 | SFP+ 10GBASE-SR/10G FC MMF -5/+85 | 425 | 50% | 212.5
1AB390930007 | SFP+ 2/4/8G FC 10KM SMF IB SDR/DDR -5/+8 | 839.7 | 50% | 419.85
1AB390930009 | SFP+ 4/8/16G FC 10KM SMF -5/+85 | 2101 | 50% | 1050.5
1AB390930010 | SFP+ 4/8/16G FC MMF -5/+85 | 1440 | 50% | 720
1AB390930013 | SFP+ P1I1-2D1/SR1/10GBASE-LR(W)/10XFC SM | 837 | 50% | 418.5
1AB390930014 | SFP+ STM-64/OC192 ITU-T S-64.2B/ IR-2/10 | 2136 | 50% | 1068
1AB392040002 | QSFP+ 40GBASE-LR4 -5/70 | 7695 | 50% | 3847.5
1AB392210001 | Parent CA SM-BIF 2F SCU-LCU 250/250mm | 52.76 | 50% | 26.38
1AB393080005 | SFP 1000BX / STM-4 20KM UPSTREAM | 343 | 50% | 171.5
1AB393080006 | SFP 1000BX / STM-4 20KM DOWNSTREAM | 360 | 50% | 180
1AB393080007 | SFP 100BX/ FE 40KM-UPSTREAM | Custom Bid | 0% | Custom Bid
1AB393080008 | SFP 100BX/ FE 40KM-DOWNSTREAM | Custom Bid | 0% | Custom Bid
1AB393080009 | SFP 1000BX / STM-4 40KM UPSTREAM | 410 | 50% | 205
1AB393080010 | SFP 1000BX / STM-4 40KM DOWNSTREAM | 432 | 50% | 216
1AB393080015 | SFP OC-48/STM-16 15KM UPSTREAM | 471 | 50% | 235.5
1AB393080016 | SFP OC-48/STM-16 15KM DOWNSTREAM | 551 | 50% | 275.5
1AB393080019 | SFP OC-48/STM-16 40KM UPSTREAM | 702 | 50% | 351
1AB393080020 | SFP OC-48/STM-16 40KM DOWNSTREAM | 217 | 50% | 108.5
1AB402160001 | CFP 100G (4X25G) 100G BASE LR4/100G OTU4 | 111780 | 50% | 55890
1AB402160022 | CFP LR4 (4X25GBS) 1310NM | Custom Bid | 0% | Custom Bid
1AB405070001 | DS1 20 port Cross Connect panel | 1705.15 | 50% | 852.575
1AB423830001 | ADAPTER RJ45_CAT6_KEYSTONE | 8.34 | 50% | 4.17
1AB424150007 | CABLE CAT5E_PLENUM RJ45/RJ45_SHLD 150FT | 170.62 | 50% | 85.31
1AB426470001 | CFP2 100G BASE-LR4 (4X25G) SINGLE RATE 1 | 43235.84 | 50% | 21617.92
1AB426470002 | CFP2 100G BASE-SR10 (10X10G) SINGLE RATE | 14032.64 | 50% | 7016.32
1AB427960001 | Parent CA SM-BIF 24F LC-LC 250/250mm BO | 696.56 | 50% | 348.28
1AB428190004 | CAT6 ASM STR SFTP Bot LSZH WH RJ45 2 m | 3.74 | 50% | 1.87
1AB428190006 | CAT6 ASM STR SFTP Bot_LSZH WH RJ45 3 m | 3.91 | 50% | 1.955
1AB428190008 | CAT6 ASM STR SFTP Bot_LSZH WH RJ45 5.5 m | 11.82 | 50% | 5.91
1AB428190009 | CAT6 ASM STR SFTP Bot_LSZH WH RJ45 10 m | 17.03 | 50% | 8.515
1AB428190010 | CAT6 ASM STR SFTP Bot_LSZH WH RJ45 15 m | 26.22 | 50% | 13.11
1AB428190011 | CAT6 ASM STR SFTP Bot_LSZH WH RJ45 20 m | 36.19 | 50% | 18.095
1AB428190013 | CAT6 ASM STR SFTP Bot_LSZH WH RJ45 30 m | 56.62 | 50% | 28.31
1AB428190015 | CAT6 ASM STR SFTP Bot_LSZH WH RJ45 40 m | 55.15 | 50% | 27.575
1AB430900001 | Ground Busbar Kit, UL, 2x12in Cu w 12x0. | 149.98 | 50% | 74.99
1AB432400004 | CA MM SX 2.0 LCU_SB-LCU_SB 2M AQ LSZH | 13.56 | 50% | 6.78
1AB441420001 | 2 Hole Lug w/Window, 4 Flex, 3/8in Stud | 5.81 | 50% | 2.905
1AB441641045 | Parent CA SM-BIF 8F LCU_SB-SCU_SB 36/36I | 198.6 | 50% | 99.3
1AB441641104 | Parent CA SM-BIF 1F LCU_SB/LCU_SB, Int O | 16.26 | 50% | 8.13
1AB441641106 | Parent CA SM-BIF 1F LCU_SB/SCU_SB, Int O | 16.26 | 50% | 8.13
1AB441641122 | Parent CA SM-BIF 2F SCU_SB/SCU_SB, Int O | 32.52 | 50% | 16.26
1AB441641134 | Parent CA SM-BIF 2F LCU_SB-LCU_SB 36/36I | 70.4 | 50% | 35.2
1AB441641135 | Parent CA SM-BIF 2F LCU_SB-SCU_SB 36/36I | 70.4 | 50% | 35.2
1AB441641170 | Parent CA SM-BIF 2F LCU_SB-STU 72/108IN | 70.4 | 50% | 35.2
1AB441810003 | Parent CA SM-BIF 2F LCU_SB-SCU_SB 6/9FT | 71.8 | 50% | 35.9
1AB445430001 | 70A Standard-Trip Circuit Breaker 118161 | 58.63 | 50% | 29.315
1AB448430001 | Parent CA MM-BIF 12F LCU-LCU, 24/24in BO | 422.4 | 50% | 211.2
1AB450360001 | LUG DISCONNECT FEM CRIMP_YELLOW 620um/88 | 0.34 | 50% | 0.17
1AB457780002 | Parent CA SM-BIF 2F LCU_SB-SCA, Int OFNR | 39.62 | 50% | 19.81
1AB457780003 | Parent CA SM-BIF 2F LCA-LCU_SB, Int OFNR | 39.62 | 50% | 19.81
1AB461630001 | Parent CA MM-BIF 2F LCU40-LCU, OFNP 2.0m | 33.6 | 50% | 16.8
1AB461630002 | Parent CA MM-BIF 2F LCU40-SCU, OFNP | 31.92 | 50% | 15.96
1AB463340001 | AC POWER CORD, US PSI | 128 | 50% | 64
1AB463340002 | AC POWER CORD, EURO PSI | 128 | 50% | 64
1AB469590001 | CONNECTOR, RCPT ASSY, 64 POS, C SLOT (CH | 29.52 | 50% | 14.76
1AB470360001 | CABLE LAN FTP CAT5e RJ45 10M BK INDOOR | 14.83 | 50% | 7.415
1AB471070001 | JUMPER MPO-MPO_OM3_KEY UP/DOWN_2M | 378 | 50% | 189
1AB471070002 | JUMPER MPO-MPO_OM3_KEY UP/DOWN_20M | 705 | 50% | 352.5
1AB471070003 | JUMPER MPO-MPO_OM3_KEY UP/DOWN_3M | 386 | 50% | 193
1AB471070004 | JUMPER MPO-MPO_OM3_KEY UP/DOWN_100M | 1799 | 50% | 899.5
1AB471070005 | JUMPER MPO-MPO_OM3_KEY UP/DOWN_90M | 1655 | 50% | 827.5
1AB471070006 | JUMPER MPO-MPO_OM3_KEY UP/DOWN_70M | 1362 | 50% | 681
1AB471070007 | JUMPER MPO-MPO_OM3_KEY UP/DOWN_80M | 1507 | 50% | 753.5
1AB471070008 | JUMPER MPO-MPO_OM3_KEY UP/DOWN_60M | 1211 | 50% | 605.5
1AB471070009 | JUMPER MPO-MPO_OM3_KEY UP/DOWN_50M | 1072 | 50% | 536
1AB471070010 | JUMPER MPO-MPO_OM3_KEY UP/DOWN_40M | 924 | 50% | 462
1AB471070011 | JUMPER MPO-MPO_OM3_KEY UP/DOWN_10M | 479 | 50% | 239.5
1AB471070012 | JUMPER MPO-MPO_OM3_KEY UP/DOWN_30M | 777 | 50% | 388.5
1AB472790001 | MODULAR ADAPTER, DB25(M) to RJ45,8P8C,GY | 3.48 | 50% | 1.74
1AB474280001 | CA-MPT OM4 OPTICAL JUMPER CABLE 3.0M | 613 | 50% | 306.5
1AB474800002 | QSFP28 100GBASE-LR4/OTU4 SMF 10KM | 22000 | 50% | 11000
1AB474800003 | QSFP28 100GBASE-LR4 SMF 10KM | 20000 | 50% | 10000
1AB474800004 | QSFP28 100GBASE-SR4 MMF 100M | 7500 | 50% | 3750
1AB474800005 | QSFP28 100GBASE-SR4/OTU4 MMF 100M | 8250 | 50% | 4125
1AB474800006 | QSFP+ 40GBASE-SR4 MMF 100/150M | 1680.64 | 50% | 840.32
1AB474800007 | QSFP+ 40GBASE-LR4 SMF 10KM | 7695.36 | 50% | 3847.68
1AB474800008 | SFP+ 10GBASE-SR 850NM MMF | 424.96 | 50% | 212.48
1AB474800009 | SFP+ 10GBASE-LR 1310NM SMF 10KM | 779.52 | 50% | 389.76
1AB474800010 | SFP+ 11.3GB/S MULTIRATE 1310NM SMF 10KM | 837.12 | 50% | 418.56
1AB474800011 | SFP+ 11.3GB/S MULTIRATE 1550NM SMF 40KM | 2842.88 | 50% | 1421.44
1AB474800012 | SFP+ 11.3GB/S MULTIRATE 1550NM SMF 80KM | 4225.28 | 50% | 2112.64
1AB474800013 | SFP+ 2/4/8G FC 850NM MMF 50/150M | 198.4 | 50% | 99.2
1AB474800014 | SFP+ 2/4/8G FC 1310NM SMF 10KM | 839.68 | 50% | 419.84
1AB474800015 | SFP+ 4/8/16G FC 850NM MMF | 1440 | 50% | 720
1AB474800016 | SFP+ 4/8/16G FC 1310NM SMF 10KM | 2100.48 | 50% | 1050.24
1AB474800017 | XFP 10GBASE-SR 850NM MMF 300M | 584.96 | 50% | 292.48
1AB474800018 | XFP 10GB/S MULTIRATE 1310NM SMF 10KM | 628.48 | 50% | 314.24
1AB474800019 | XFP TUNABLE DWDM UP TO 11.3GB/S SMF 80KM | 8343.04 | 50% | 4171.52
1AB474800020 | XFP 10GB/S MULTIRATE 1550NM SMF 40KM | 2699.52 | 50% | 1349.76
1AB474800021 | XFP OC192/STM64:P1L1-2D2/10GBASE-Z 80KM | 3448.32 | 50% | 1724.16
1AB474800022 | SFP 1000BASE-SX+1/2G FC 850NM MMF | 80.64 | 50% | 40.32
1AB474800023 | SFP 1/2/4G FC 850NM MMF | 185.6 | 50% | 92.8
1AB474800024 | SFP 10/1000BASE-T COPPER 100M RJ45 | 176.64 | 50% | 88.32
1AB474800025 | SFP OC12-IR1/S.4-1 1310NM SMF 20KM | 318.72 | 50% | 159.36
1AB474800026 | SFP 100/1000BASE-LX 1310NM SMF 10KM | 198.4 | 50% | 99.2
1AB474800027 | SFP OC48-SR/I-16.1 1310NM SMF 2KM | 372.48 | 50% | 186.24
1AB474800028 | SFP OSC CWDM OC3/STM1/FE 1510NM SMF 40KM | 899.84 | 50% | 449.92
1AB474800029 | SFP OSC CWDM OC3/STM1/FE 1510NM SMF 80KM | 1200.64 | 50% | 600.32
1AB474800030 | SFP OSC CWDM OC3/STM1/FE 1510NM SMF140KM | 1329.92 | 50% | 664.96
1AB474800031 | SFP OSC CWDM OC3/STM1/FE 1510NM SMF 47DB | 1457.92 | 50% | 728.96
1AB474800033 | SFP+ 8/16/32G FC 850NM MMF 70/150M | 1920 | 50% | 960
1AB474800034 | SFP+ 8/16/32G FC 1310NM SMF 10KM | 3584 | 50% | 1792
1AB474800035 | QSFP28 100GBASE ER4LITE/OTU4 SMF 30/40KM | 52000 | 50% | 26000
1AB474800036 | CFP2 ACO 100G/200G DUAL FIBER ENH PERF | 73000 | 50% | 36500
1AB474800037 | QSFP28 100GE CWDM4 SMF 2KM | 14000 | 50% | 7000
1AB474800038 | QSFP+ 4x10GBASE-LR4 MPO SMF 10KM | 3200 | 50% | 1600
1AB474800041 | SFP 100BASE-T COPPER 100M RJ45 | 511.74 | 50% | 255.87
1AB474800043 | SFP+ TUNABLE WDM_UP TO 11.3GB/S SMF 80KM | 4770 | 50% | 2385
1AB474810001 | Lug, 4AWG 2-Hole 90 Degree, 1/2in stud, | 12.34 | 50% | 6.17
1AB476510005 | CIRCUIT_BREAKER 80 VDC 25A 1P | 125.64 | 50% | 62.82
1AB476510006 | CIRCUIT_BREAKER 80 VDC 40A 1P | 125.64 | 50% | 62.82
1AB476510007 | CIRCUIT_BREAKER 80 VDC 50A 1P | 46.55 | 50% | 23.275
1AB477450001 | CA SM SX 1.6 LCU40-LCU40 1M BL INDOOR | 20.71 | 50% | 10.355
1AB477460001 | CA SM SX 1.6 LCU40-LCU40 0.5M BL INDOOR | 20.11 | 50% | 10.055
1AB478800001 | CA-C AND L BAND(C/L)FILTER Y-CABLE | 2058 | 50% | 1029
1AB478810001 | RED & BLUE (R/B) FILTER Y-CABLE | 1742 | 50% | 871
1AB478930001 | OPTO-SPLITTER SIMPLEX Y-CABLE | 400 | 50% | 200
1AB478950001 | 1627 DUPLEX FILTER CABLE | 850 | 50% | 425
1AB478960001 | OPTO-SPLITTER 3DB DUPLEX Y-CABLE | 650 | 50% | 325
1AB484530001 | CB LELK1-1RS4-30452-80 BULLET TYPE WHITE | 124.99 | 50% | 62.495
1AB490110001 | CA MM 12F 3.0 MPO-MPO 10M AQ PVC OM4 BIF | 604.01 | 50% | 302.005
1AB490110010 | CA MM 12F 3.0 MPO-MPO 20M AQ PVC OM4 IN | 728.02 | 50% | 364.01
1AB490110011 | CA MM 12F 3.0 MPO-MPO 15M AQ PVC OM4 IN | 979.08 | 50% | 489.54
1AB490110012 | CA SM 24F 3.6 MPO-MPO 100M YL PVC INDOOR | 892.8 | 50% | 446.4
1AB490110013 | CA SM 24F 3.6 MPO-MPO 90M YL PVC INDOOR | 854.4 | 50% | 427.2
1AB490110014 | CA SM 24F 3.6 MPO-MPO 80M YL PVC INDOOR | 816 | 50% | 408
1AB490110015 | CA SM 24F 3.6 MPO-MPO 70M YL PVC INDOOR | 775.2 | 50% | 387.6
1AB490110016 | CA SM 24F 3.6 MPO-MPO 60M YL PVC INDOOR | 756 | 50% | 378
1AB490110017 | CA SM 24F 3.6 MPO-MPO 50M YL PVC INDOOR | 741.6 | 50% | 370.8
1AB490110018 | CA SM 24F 3.6 MPO-MPO 30M YL PVC INDOOR | 686.4 | 50% | 343.2
1AB490110019 | CA SM 24F 3.6 MPO-MPO 20M YL PVC INDOOR | 643.08 | 50% | 321.54
1AB490110020 | CA SM 24F 3.6 MPO-MPO 15M YL PVC INDOOR | 620.76 | 50% | 310.38
1AB490110021 | CA SM 24F 3.6 MPO-MPO 10M YL PVC INDOOR | 598.44 | 50% | 299.22
1AB490110022 | CA SM 24F 3.6 MPO-MPO 40M YL PVC INDOOR | 712.8 | 50% | 356.4
1AB490110030 | CA SM 12F 3.0 MPO-MPO 30M YL PVC OS2 BIF | 1003.18 | 50% | 501.59
1AB490110031 | CA SM 12F 3.0 MPO-MPO 20M YL PVC OS2 BIF | 978 | 50% | 489
1AB490110033 | CA MM B 12F 3.0 MPO-MPO 100M AQ PVC OM4 | 2719.25 | 50% | 1359.625
1AB490110034 | CA MM B 12F 3.0 MPO-MPO 90M AQ PVC OM4 | 1596.14 | 50% | 798.07
1AB490110035 | CA MM B 12F 3.0 MPO-MPO 80M AQ PVC OM4 | 2309.78 | 50% | 1154.89
1AB490110036 | CA MM B 12F 3.0 MPO-MPO 60M AQ PVC OM4 | 1900.34 | 50% | 950.17
1AB490110037 | CA MM B 12F 3.0 MPO-MPO 70M AQ PVC OM4 | 2105.06 | 50% | 1052.53
1AB490110038 | CA MM B 12F 3.0 MPO-MPO 50M AQ PVC OM4 | 1695.62 | 50% | 847.81
1AB490110039 | CA MM B 12F 3.0 MPO-MPO 40M AQ PVC OM4 | 976.06 | 50% | 488.03
1AB490110040 | CA MM B 12F 3.0 MPO-MPO 30M AQ PVC OM4 | 852.05 | 50% | 426.025
1AB490110041 | CA MM B 12F 3.0 MPO-MPO 2M AQ PVC OM4 IN | 392.11 | 50% | 196.055
1AB490110042 | CA MM B 12F 3.0 MPO-MPO 3FT AQ PVC OM4 I | 379.9 | 50% | 189.95
1AB490110043 | CA SM A 12F 3.0 2xMPO_A_F 2M YL PVC OS2 | 866.28 | 50% | 433.14
1AB490110044 | CA SM A 12F 3.0 2xMPO_A_F 1M YL PVC OS2 | 860.81 | 50% | 430.405
1AB490110045 | CA MM B 12F 3.0 MPO-MPO 1M AQ PVC OM4 IN | 380.86 | 50% | 190.43
1AB490950001 | Lug 8AWG 5/16 RED ONE HOLE | 3.55 | 50% | 1.775
1AB493500001 | RJ45 PLUG BUNDLED CAT.5E CABLE 10FT | 50.88 | 50% | 25.44
1AB493910001 | CA MM 24F 3.6 2xMPO_U_F A 10M AQ OFNP OM | 1223.64 | 50% | 611.82
1AB495100001 | Silver Plated Wire Contacts, 1/0 AWG | 11.16 | 50% | 5.58
1AB496410001 | CA 3.0 12PAIR 22AWG 6RJ45-UN 50FT | 177.24 | 50% | 88.62
1AB496420001 | CA 3.0 12PAIR 22AWG 6RJ45-UN 25FT | 108.67 | 50% | 54.335
1AB496430001 | CA 3.0 12PAIR 22AWG 6RJ45-UN 10FT | 66.91 | 50% | 33.455
1AB496440001 | CA 3.0 12PAIR 22AWG 6RJ45-UN 5FT | 52.73 | 50% | 26.365
1AB497050001 | Trimm Inc 60 Circuit breaker p/n 0300177 | 84.24 | 50% | 42.12
1AB498080001 | Lug 2AWG, 2-Hole 0.25IN Narrow | 11.83 | 50% | 5.915
1AB498520001 | 100A CONNECTOR 6-10 AWG | 315 | 50% | 157.5
1AB499880001 | DAC 1m, 25G SFP28 to 25G SFP28 30AWG PVC | 36.72 | 50% | 18.36
1AB499890001 | DAC 1m 10G SFP+ to 10G SFP+ 30AWG | 20.64 | 50% | 10.32
1AB501310001 | AC power cord-Saf-d-Grid to L6-20, 3mtrs | 136.08 | 50% | 68.04
1AB502380001 | Lug 2AWG Class I, 1/4IN stud x 1IN O.C. | 29.16 | 50% | 14.58
1AB502470001 | Fuse 12A GMT 102287 | 3.19 | 50% | 1.595
1AB503020001 | Lug 2 Hole w/Window 1/0 Flex 1/4in Stud | 27.89 | 50% | 13.945
1AB505050001 | Single Pole Breaker 70A | 80.4 | 50% | 40.2
1AB505430001 | CA SM DX 1.6 LCU40-LCU40 10M YL LSZH G65 | 56.35 | 50% | 28.175
1AB505440001 | CA SM SX 1.6 LCU_SB-LCU_SB 0.155M YL LSZ | 23.83 | 50% | 11.915
1AB505450001 | CA SM SX 1.6 LCU_SB-LCU_SB 0.23M YL LSZH | 24.34 | 50% | 12.17
1AB505460001 | CA SM DX 1.6 LCU40-LCU40 7M YL LSZH G652 | 55.8 | 50% | 27.9
1AB505470001 | CA SM DX 1.6 LCU40-LCU40 3.50M YL LSZH G | 45.02 | 50% | 22.51
1AB505480001 | CA SM SX 1.6 LCU40-LCU40 2.35M YL LSZH G | 22.32 | 50% | 11.16
1AB505490001 | CA SM SX 1.6 LCA40-LCA40 0.61M YL LSZH G | 28.39 | 50% | 14.195
1AC000570003 | PLASTICS IRTS POLYOLEFIN_BLACK 3/8 NONE | 3.02 | 50% | 1.51
1AC000570008 | 19mm heat shinkable tubing black | 3.55 | 50% | 1.775
1AC000570009 | PLASTICS IRTS POLYOLEFIN POLYOLEFIN-BLAC | 2.11 | 50% | 1.055
1AC001060074 | CBL00849580000000 CBL 1C FLEX 10MM2 V-AM | 2.66 | 50% | 1.33
1AC014910013 | CA SHIELD 13PR 26AWG SOLID CONDUCTR,LSZH | 45 | 50% | 22.5
1AC016760003 | CABLE 4 PAIR SHIELDED | 6.75 | 50% | 3.375
1AC020900002 | PWR WIRE, 1/0 STR, CLASS I BLUE, BRAIDE | 6.02 | 50% | 3.01
1AC021080001 | PWR WIRE, 40011, 4 STR, KS24194 L4, CLAS | 3 | 50% | 1.5
1AC021650001 | PWR WIRE, 40038, 350 STR, TELCOFLEX IV K | 15.61 | 50% | 7.805
1AC021830001 | PWR WIRE, 40014, 2 STR, KS24194 L4, CLAS | 5.14 | 50% | 2.57
1AC025770001 | HEAT SHRINK TBG RNF-100-1/4-CL-STK, CLEA | 0.94 | 50% | 0.47
1AC025860001 | PWR WIRE, 39772, 4 STR, CLASS I GRAY, B | 3 | 50% | 1.5
1AC028080001 | PWR WIRE, 40021, 1/0 STR, CLASS I RED, | 6.26 | 50% | 3.13
1AC040000001 | Cat 6 4-pair UTP Cable_Grey 305Meters | 2.36 | 50% | 1.18
1AC045350001 | TUBE, R-6189, Quikrete_8620-13, 5.5oz co | 7.3 | 50% | 3.65
1AC049130001 | PWR WIRE,40009,4 STR,CLASS I RED,BRAIDED | 3 | 50% | 1.5
1AC053320001 | PWR CBL 450/750V 1x10mm2 TH/LSZH GN/YW | 3.99 | 50% | 1.995
1AC054190002 | Optical Cable: 24 Fiber, G.657A.2 O/I SM | 8.6 | 50% | 4.3
1AC055600001 | Child FO Cbl SM-BIF 2F Int OFNR/LSZH Zip | 0.24 | 50% | 0.12
1AC055610001 | Child FO Cbl SM-BIF 1F Int OFNR/LSZH 1.6 | 0.2 | 50% | 0.1
1AC056420001 | Child FO Cbl MM-BIF 12F BB OFNR Breakout | 3.09 | 50% | 1.545
1AC057971002 | Child FO Cable SM-BIF 8F Backbone OFNR | 1.54 | 50% | 0.77
1AC057971014 | Child FO Cable SM-BIF 2F Backbone OFNR B | 0.44 | 50% | 0.22
1AC057971015 | Child FO Cable SM-BIF 1F Backbone OFNR/L | 0.2 | 50% | 0.1
1AC058090001 | Child FO Cable MM-BIF 2F OFNP 2.0mm AQ I | 0.44 | 50% | 0.22
1AD001970043 | NUT*HEX*HEX-HD-M10*8.22MM-SS(A2-70)*PASS | 0.47 | 50% | 0.235
1AD005740037 | LABEL 35x31,75x0,045mm | 0.11 | 50% | 0.055
1AD008610003 | 1/2 SLOT SCREWDRIVER (LONG) | 26 | 50% | 13
1AD013890004 | NUT/MISC-M 6,000L | 105.6 | 50% | 52.8
1AD018570007 | O.F. STORAGE TRAY LEFT | Custom Bid | 0% | Custom Bid
1AD031630001 | HPUL RAIL 4U 19inch /21inch | 83.98 | 50% | 41.99
1AD035260002 | FIBER ADAPTER PATCH PANEL | 60.14 | 50% | 30.07
1AD039480001 | BUSBAR CONNECTION TERMINAL ABB ZK 154 | 36.3 | 50% | 18.15
1AD057870002 | 4x4 Dual 2 inch Flex Tube Att-FGS-KT03-A | 124.2 | 50% | 62.1
1AD058550001 | Horizontal T-part FGS-MHTA-C | 104.78 | 50% | 52.39
1AD082730009 | OPTICAL SPLICING MODULE_MOB24 LC/LC_LEFT | 755.52 | 50% | 377.76
1AD086000001 | Packing ECN3965 TAPE AND DISPENSER KIT C | 60.48 | 50% | 30.24
1AD087020001 | Patchfeld (4HE)*120 SC Duplexkupplungen | 881.26 | 50% | 440.63
1AD087030001 | Patchfeld (1HE)*120 Port SC Kupplungen | 31.71 | 50% | 15.855
1AD087190001 | cable bracket 1HE 100mm | 4.83 | 50% | 2.415
1AD087370007 | Label Kit, R-6045-L14A,_ATT MSP Job/Ord | 459.07 | 50% | 229.535
1AD088510001 | FGS-HNTR-1/2 inch Support Kit | 52.42 | 50% | 26.21
1AD088630001 | SNAP-ON COVER 904X6 | 83.76 | 50% | 41.88
1AD093020001 | Plastic part DUCT EXPRESS EXIT PLASTIC_D | 196.2 | 50% | 98.1
1AD093280001 | KIT-JUMPER BAR FOR PDU1B/2B | 41 | 50% | 20.5
1AD093360001 | Mech part 19IN TOWEL BAR STEEL_TOWEL BAR | 19.44 | 50% | 9.72
1AD093650001 | BRACKETS KIT SX/DX 5U 19 | 152.9 | 50% | 76.45
1AD094650001 | BREAKER TOGGLE | 1 | 50% | 0.5
1AD101930001 | CRIMPING Use According to HEX | Custom Bid | 0% | Custom Bid
1AD111260001 | (SUB)RACK NAKED 19INCH >-INDOOR 23/19INx | 1602 | 50% | 801
1AD112400001 | FIDT4X4BL organizador interno canaleta | Custom Bid | 0% | Custom Bid
1AD120030001 | Plastic part SHRINK TUBING, RED, 22AWG p | 3.46 | 50% | 1.73
1AD121220001 | MECH_GROUNDING KIT_FOR EW77-EWP77 _EW64- | 43.49 | 50% | 21.745
1AD123540001 | ADAPTOR CABLE 2X32P_CONN TO 3X24P | 140.34 | 50% | 70.17
1AD127290001 | Strut End cap - MEK grey, 1 BOX of 50 EA | 108 | 50% | 54
1AD135630001 | Plate 2U 19 for-4 batteries 151x65x99 | 134.84 | 50% | 67.42
1AD139370001 | SINGLE NETWORK BAY FRAME-ANSI 12 INCHES | 2413 | 50% | 1206.5
1AD140520001 | Unistrut 1/2-13_Spring Nut P4010 | 2.52 | 50% | 1.26
1AD144210001 | FO Duct, E2X2YL6, Yellow FO Protective D | 57.74 | 50% | 28.87
1AD145990001 | STORAGE STRAY 48FO 1U R/L 19P/ETSI | Custom Bid | 0% | Custom Bid
1AD147550001 | BANDEAU ENERGIE_TRU 19P MSB_4644 | 309.65 | 50% | 154.825
1AD151800001 | Plastic part DUCT COUPLING ADAPTER, 4IN, | 20.9 | 50% | 10.45
1AD151930001 | FIBER STORAGE TRAY (2U) | 1992 | 50% | 996
1AD151940001 | ATTENUATION DRAWER (1U) | 2700 | 50% | 1350
1AD155410001 | 48 VDC fan_w/ CMC monitoring_800x800 | 2741.95 | 50% | 1370.975
1AD155420001 | 48 VDC fan_w/ CMC monitoring_WxD 600x800 | 1561.39 | 50% | 780.695
1AD155430001 | 48 VDC fan_w/ CMC monitoring_600x600 | 2706.31 | 50% | 1353.155
1AD164700001 | KIT, CABLE GUIDE ASSY,_CGA05775, CABLE G | 74.16 | 50% | 37.08
1AD168270001 | Plastic part TUBING, 7/8X50FT, YELLOW, S | 302.98 | 50% | 151.49
1AD173520001 | Kit of 50 M6 Screws and 50 Cage Nuts | 138.43 | 50% | 69.215
1AD173640001 | BRL Cushion BC141X 1-5/8'',10@0.24'',10p | 36.91 | 50% | 18.455
1AD173900001 | LABEL for 3mm DUPLEX FIBER - WHITE | 0.2 | 50% | 0.1
1AD174570001 | Horizontal Rack Ground_Bar Kit | 144.82 | 50% | 72.41
1AD176260001 | 1 Inch Schedule 40 Steel_Pipe (Dark Gray | 57.84 | 50% | 28.92
1AD183560001 | RACK PDU 2G_2040X165X46mm_Output Connect | 2107.2 | 50% | 1053.6
1AD205740002 | 2232060045 Newton ALU 7950 BLACK seismic | 6311.06 | 50% | 3155.53
1AD207260001 | 12-24x3/4 PHILLIPS HEAD MACHINE SCREW | 0.43 | 50% | 0.215
1AD207270001 | 12-24x3/8 PHILLIPS HEAD MACHINE SCREW | 0.26 | 50% | 0.13
1AD207280001 | FGS-KTW2-R: FGS VERT DUCT KIT 2W X 4H YE | 237.07 | 50% | 118.535
1AD212160001 | Mech part Ty-Rap Saddle Support Mounting | 0.86 | 50% | 0.43
1AD215810002 | 224541009Q Newton Cabinet XRS-20e WHITE | 15237.24 | 50% | 7618.62
1AD215810005 | 222279019Q Newton 4in WHITE Vertical Cab | 305.88 | 50% | 152.94
1AD217030001 | 12-24x1.00 PH SCREW | 0.86 | 50% | 0.43
1AD217630001 | Toolless blanking panel bag of 10pc AR81 | 118.68 | 50% | 59.34
1AD217890001 | 5RU bracket 6in deep Gray 12310-105 | 187.1 | 50% | 93.55
1AD218070001 | 2 Post Rack Shelf- 13in Vented Flanges D | 142.15 | 50% | 71.075
1AF06266AAAA | TAG, 145PTAG, Burndy, Flame Ret Nylon, 9 | 0.74 | 50% | 0.37
1AF06288AAAA | CURVE PLANE H 90 5.85 - 8.2 GHZ 102MM GR | 975 | 50% | 487.5
1AF06632AAAA | PWR SPARE/ACCESSORY_BLIND PANEL, 236408 | 28.99 | 50% | 14.495
1AF06812AAAA | RECTIFIER, 100.7670.4825, DOUBLE FUSED, | 1262.4 | 50% | 631.2
1AF07031AAAA | RACK MINIPACK EQUIPE-2 MODULES 800W | 1742.8 | 50% | 871.4
1AF07283AAAA | Rectifier Module APR48-3G 48V 1800W | 349.15 | 50% | 174.575
1AF07284AAAA | OPTICAL SPLICING MODU_MOB24 SC/APC_RIGHT | 300 | 50% | 150
1AF07336AAAA | POWER DISTRIBUTION UNIT - NAR | 3410 | 50% | 1705
1AF07337AAAA | POWER DISTRIBUTION UNIT - NAR - 4-I,12-O | 4839 | 50% | 2419.5
1AF07716AAAA | Install Mat DUCT_4x4 horizontal T_Snap-o | 107.69 | 50% | 53.845
1AF07717AAAA | Install Mat DUCT_4x4 90 horizontal_elbow | 79.39 | 50% | 39.695
1AF09631AHAA | JF11-0015A,48240V4U25AR0325A,125AH,19in | 14995.44 | 50% | 7497.72
1AF09782AAAA | PHB SR30A-0048/09, COMPOSED OF | 1828 | 50% | 914
1AF09888AAAA | ADVA_150CC-584 Unit_AC power cord left a | 1726.92 | 50% | 863.46
1AF10504AAAA | BAT_12V_7.2Ah_FG20722_PB | 23.51 | 50% | 11.755
1AF10889AAAA | POWER DISTRIBUTION UNIT - NAR (12 INPUT, | 12920.32 | 50% | 6460.16
1AF17590AAAA | Smartpack WEB/SNMP | 628.29 | 50% | 314.145
1AF17969AAAA | THERMAL TRANSFER PRINTABLE TRANSLUCENT V | 88.27 | 50% | 44.135
1AF20293AAAA | Install Mat Z INST ACCESSORIES CUST PJ_C | 199.8 | 50% | 99.9
1AF20294AAAA | Drop Attachment 4X4 Channel Telect | 117 | 50% | 58.5
1AF20353AAAA | Trax (4) dual split tube adapter, 027-20 | 46.2 | 50% | 23.1
1AF20354AAAA | Install Mat Z INST ACCESSORIES CUST PJ_i | 141.67 | 50% | 70.835
1AF20600AAAA | Hose 2 in Telect | 404.69 | 50% | 202.345
1AF21262AAAA | VERTICAL FIBER MANAGEMENT | 1608.74 | 50% | 804.37
1AF21890AAAA | FLATPACK2_48-60/2000_RECT MODULE | 796.8 | 50% | 398.4
1AF23256AAAA | FRSPJC24YL Cover for Spill-Over Junction | 90.62 | 50% | 45.31
1AF23377AAAA | Horizontal Cable Manager Front 1RU 19 | 65.47 | 50% | 32.735
1AF25088ABAA | Slit Corrugated Loom Tubing, CLT150F-X3, | 37.8 | 50% | 18.9
1AF25240AAAA | SD-SDI/HD-SDI/3G-SDI ELECTRICAL SFP | 1920 | 50% | 960
1AF26722AAAA | Eltek Flatpack S 48/1000HE | 283.2 | 50% | 141.6
1AF27545AAAA | HILTI FIRESTOP WRAP STRIP CP648-E | 819.98 | 50% | 409.99
1AF28732AAAA | Flatpack S 48/1800 HE | 464.02 | 50% | 232.01
1AF28741AAAA | 50KVA inverter 230VAC | 97356 | 50% | 48678
1AF29472AAAA | GMT Fuse Panel Optimum Value 20A 10/10 - | 565.25 | 50% | 282.625
1AF29759AAAA | KoldLok Integral Raised Floor Grommet, P | 203.64 | 50% | 101.82
1AF30508AAAA | FPX-1FR000-000 Panel, 1RU, 19in, putty w | 446.16 | 50% | 223.08
1AF30787AAAA | AC POWER SUPPLY PSI-M | 2940 | 50% | 1470
1AF30788AAAA | DC POWER SUPPLY PSI-M | 2613 | 50% | 1306.5
1AF31232AAAA | AC cord with C19 receptacle to L6-20P, 1 | 307.1 | 50% | 153.55
1AF31252AAAA | Major Accounts - Wireline Label Kit | 388.73 | 50% | 194.365
1AF31253AAAA | Major Accounts - Wireline Ribbon Kit | 90.6 | 50% | 45.3
1AF31339AAAA | Saddle nut MQA-F 1/2in, 377886, box 50pc | 450.48 | 50% | 225.24
1AF31645AAAA | HIGH VOLTAGE DC POWER SUPPLY PSI-M | 3624 | 50% | 1812
1AF31854AAAA | ODF_FMT Fiber Storage Panel 1ru, 19in | 601.42 | 50% | 300.71
1AF32252AAAA | Vertical duct, 1IN GRAY, 6FT | 79.2 | 50% | 39.6
1AF32253AAAA | Vertical duct cover, 1IN, 6FT | 12.53 | 50% | 6.265
1AF32357AAAA | Raceway kit FGS-KT03-B4-5F 4x6IN 5FT YL | 291.29 | 50% | 145.645
1AF32490AAAA | RFS APM40-6-UP 6deg tilt mounting brckt | 72 | 50% | 36
1AF32744AAAA | 6ft AC power cable C13 to C14 10A 18AWG | 7.58 | 50% | 3.79
1AF32769AAAA | 6ft AC power cable C13 to C14 13A 16AWG | 15.12 | 50% | 7.56
1AF32856AAAA | Rectiverter 230/48 Module 2kW | 878.4 | 50% | 439.2
1AF32977AAAA | Inverter 2000 for IXR-X1/Xs | 2270.4 | 50% | 1135.2
1AF40919AAAA | kit de tierra- feeder / 7/8 | 20.68 | 50% | 10.34
1AH03594AAAA | SW_ROYALTIES_Network Mgmnt - Application | 382.8 | 50% | 191.4
1AK00086AAAA | IT HW*HW_RACK_Servers | 2302 | 50% | 1151
1AK03660AAAA | HP 2m Multi-mode OM3 LC/LC FC Cable | 52.54 | 50% | 26.27
1AK09874AAAA | HP 58x0AF Bck(pwr)-Frt(ports) Fan Tray | 301.49 | 50% | 150.745
1AK10867AAAA | HPE 32GB 2Rx4 PC4-2400T-R Kit | 993.36 | 50% | 496.68
1AK11052AAAA | HPE 12Gb DL380 Gen9 SAS Expander Card | 1269.69 | 50% | 634.845
1AK14865AAAA | HPE 300GB SAS 10K SFF SC DS HDD | 423.59 | 50% | 211.795
1AK17711AAAA | ANTENNA KITS (10M) FOR GNSS SFP MODULE | 5490 | 50% | 2745
1AK17712AAAA | CA-ANTENNA CABLE (60M) FOR GNSS SFP MODU | 2196 | 50% | 1098
1AK19104AAAA | QSFP28 to SFP28 Adapter | 124.8 | 50% | 62.4
1AK22172AAAA | Nokia-Complete ION KIT | 256.8 | 50% | 128.4
21103140AAEA | PLUG-IN CABLE, CA 24RU02 | Custom Bid | 0% | Custom Bid
21103140AAFA | PLUG-IN CABLE, CA 24RU02 | Custom Bid | 0% | Custom Bid
21103140AAGA | PLUG-IN CABLE, CA 24RU02 | Custom Bid | 0% | Custom Bid
21119963AABA | PLUG ASSEMBLY PLA-JMP05 | 2.06 | 50% | 1.03
21119963AACA | U-PLUG JMP05 | 3.2 | 50% | 1.6
3AG33109AC | BLANK PLATE,1830 PSS-36/64,FULL SLOT | 119 | 50% | 59.5
3AG33109ACAA | BLANK PLATE, FULL SLOT | 119 | 50% | 59.5
3AG33173AAAA | BLANK PLATE | 172.8 | 50% | 86.4
3AG33233AA | HIGH POWER CONN, FUSE & ALARM PANEL | 4422.6 | 50% | 2211.3
3AG33233AAXX | HIGH POWER CONN, FUSE AND ALARM PANEL | 4423 | 50% | 2211.5
3AG33545ACAA | ESWL-RTU LIC 1830PSS APPLICATION OCS | 59.26 | 50% | 29.63
3AG33545ADAA | ESWL-RTU LIC 1830PSS APPLICATION GMPLS | 29.63 | 50% | 14.815
3AG33545AFAA | ESWL 1830PSS APPLICATION OTN GMPLS N-E | 51 | 50% | 25.5
3AG33589AA | DUST FILTER | 238 | 50% | 119
3AG33589AAAA | DUST FILTER | 238 | 50% | 119
3AG33657AA | RACK ALARM UNIT | 1688 | 50% | 844
3AG33657AAAA | RACK ALARM UNIT | 1688 | 50% | 844
3AG33682AAXX | SENSOR KIT PRESSURE | 691.2 | 50% | 345.6
3AG33752AA | PLUG KIT, XFP DUMMY | 130.95 | 50% | 65.475
3AG33752AAAA | PLUG KIT, XFP DUMMY | 130.95 | 50% | 65.475
3AG33780AB | KIT PSS / TSS CABLE KIT | 1721 | 50% | 860.5
3AG33780ABXX | KIT PSS / TSS CABLE KIT | 1721.25 | 50% | 860.625
3AG34048AA | 24ANMB 24 X MULTIRATE UNIVERSAL /SFP (B) | 76937 | 50% | 38468.5
3AG34097AA | 10SD10G 10 X STM-64/OC-192 INTERFACE BOA | 71955 | 50% | 35977.5
3AG34097AAXX | 10SD10G 10 X STM-64/OC-192 INTERFACE BOA | 71955 | 50% | 35977.5
3AG34098AA | 24SDM 24 X MR SDH/SONET INTERFACE BOARD | 36720 | 50% | 18360
3AG34098AAXX | 24SDM 24 X MR SDH/SONET INTERFACE BOARD | 36720 | 50% | 18360
3AG34221AA | 11OCUP - 11G 8PORT TUNABLE UPLINK | 81920 | 50% | 40960
3AG34224AA | 1AN100G - 1X100G ANY | 43200 | 50% | 21600
3AG34227AA | 2AN40G - 2X40G ANY CLIENT CARD | 93150 | 50% | 46575
3AG34235AA | KIT-EXTERNAL SYSTEM TIMING WITH SOLDER T | 173 | 50% | 86.5
3AG34408AA | 10AN10GC - 10X10G ANY VER C | 87207 | 50% | 43603.5
3AG34739AAAA | SWP 1830PSS-OCS R13.0.4 | 115 | 50% | 57.5
3AL35074AA | CIRCUIT BREAKER MODULE (2CB/80A OR 1CB/1 | 586 | 50% | 293
3AL35084AA | ONETRU FRAME | 787 | 50% | 393.5
3AL35096AC | INPUT LINE LUG KIT AWG4 (PER LINE) | 72 | 50% | 36
3AL35096AD | INPUT LINE LUG KIT AWG6 (PER LINE) | 69 | 50% | 34.5
3AL35096AE | INPUT LINE LUG KIT AWG8 (PER LINE) | 70 | 50% | 35
3AL35096AF | INPUT LINE LUG KIT AWG10 TO 14(PER LINE) | 64 | 50% | 32
3AL35098BA | CIRCUIT BREAKER W/ AUX CONTACT (100A) | 229.5 | 50% | 114.75
3AL35098BC | ONETRU CIRCUIT BREAKER W/ AUX CONTACT (4 | 283.5 | 50% | 141.75
3AL35098BE | ONETRU CIRCUIT BREAKER W/ AUX CONTACT (1 | 283.5 | 50% | 141.75
3AL35098BF | ONETRU CIRCUIT BREAKER W/ AUX CONTACT (1 | 283.5 | 50% | 141.75
3AL35098BG | ONETRU CIRCUIT BREAKER W/ AUX CONTACT (2 | 283.5 | 50% | 141.75
3AL35098BH | ONETRU CIRCUIT BREAKER W/ AUX CONTACT (2 | 283.5 | 50% | 141.75
3AL35098BJ | ONETRU CIRCUIT BREAKER W/ AUX CONTACT (1 | 283.5 | 50% | 141.75
3AL35098BK | ONETRU CIRCUIT BREAKER W/ AUX CONTACT (3 | 283.5 | 50% | 141.75
3AL35098BL | ONETRU CIRCUIT BREAKER W/ AUX CONTACT (4 | 283.5 | 50% | 141.75
3AL35098BN | ONETRU CIRCUIT BREAKER W/ AUX CONTACT (7 | 283.5 | 50% | 141.75
3AL35098BQ | ONETRU CIRCUIT BREAKER W/ AUX CONTACT (3 | 283.5 | 50% | 141.75
3AL35098BR | ONETRU CIRCUIT BREAKER W/ AUX CONTACT (6 | 284 | 50% | 142
3AL35098BT | ONETRU CIRCUIT BREAKER W/ AUX CONTACT (8 | 283.5 | 50% | 141.75
3AL35113AA | INTERCONNECTION KIT | 184.95 | 50% | 92.475
3AL35159AA | ONERACK WITH DOME DOOR | 8033 | 50% | 4016.5
3AL35159AB | ONERACK - WITH BULGED DOOR AND RALED | 9000 | 50% | 4500
3AL35160AB | ONE RACK DOOR KIT WITH LEFT HANDLE | 8500 | 50% | 4250
3AL75117AAAA | ESWL-PHOTONICS VERS (A) WDM LP | 270 | 50% | 135
3AL75117ACAA | ESWL WDM ETHERNET BLADE LIC. PT FEE N-E | 192 | 50% | 96
3AL75118AAAA | ESWL-PHOTONICS VERS (A) TDM LP | 270 | 50% | 135
3AL75118ACAA | ESWL TDM ETHERNET BLADE LIC. PT FEE N-E | 256 | 50% | 128
3AL81776AA | XFP DWDM TUNABLE CT | 8460 | 50% | 4230
3AL81820AA | CFP2 100G BASE-LR4 (4X25G) DUAL RATE 100 | 45473.28 | 50% | 22736.64
3AL81845AA | HD-SDI/3G-SDI ELECTRICAL SFP | 1685 | 50% | 842.5
3AL81920AA | 1000BASE-BX10 2CH BIDI CSFP (UPSTREAM,13 | 373 | 50% | 186.5
3AL81921AA | 1000BASE-BX10 2CH BIDI CSFP (DOWNSTREAM, | 412 | 50% | 206
3AL82017AA | SFP+ DWDM TUNABLE NCHIRP WITH WT | 7960 | 50% | 3980
3AL82017AB | SFP+ DWDM TUNABLE NCHIRP W/O WT | 5406 | 50% | 2703
3AL82018AA | SFP+ STM-64/OC192 CWDM SHORT HAUL (1471N | 4800.6 | 50% | 2400.3
3AL82018AB | SFP+ STM-64/OC192 CWDM SHORT HAUL (1491N | 4800.6 | 50% | 2400.3
3AL82018AC | SFP+ STM-64/OC192 CWDM SHORT HAUL (1511N | 4800.6 | 50% | 2400.3
3AL82018AD | SFP+ STM-64/OC192 CWDM SHORT HAUL (1531N | 4800.6 | 50% | 2400.3
3AL82018AE | SFP+ STM-64/OC192 CWDM SHORT HAUL (1551N | 4800.6 | 50% | 2400.3
3AL82018AF | SFP+ STM-64/OC192 CWDM SHORT HAUL (1571N | 4800.6 | 50% | 2400.3
3AL82018AG | SFP+ STM-64/OC192 CWDM SHORT HAUL (1591N | 4800.6 | 50% | 2400.3
3AL82018AH | SFP+ STM-64/OC192 CWDM SHORT HAUL (1611N | 4800.6 | 50% | 2400.3
3AL82019AA | SFP+ P1L1-2D2/LR-2/10GBASE-ZR(W) -5/+85 | 3013 | 50% | 1506.5
3AL82020AA | CFP4 100GBASE-LR4 (4X25G) SINGLE RATE 10 | 29019 | 50% | 14509.5
3AL82021AA | CFP2 100GBASE-SR10(10X10G) DR 100GE/OTU4 | 7760.8 | 50% | 3880.4
3AL82023AA | CFP4 100GBASE-LR4/OTU-4 (4X25G) DUAL RAT | 34000 | 50% | 17000
3AL82038AA | SFP+ DWDM TUNABLE NCHIRP W/O WT | 6496 | 50% | 3248
3AL82039AA | 1627NM OSC SFP FOR I-TEMP (DUPLEX, SHORT | 1756 | 50% | 878
3AL82040AB | SFP OSC FE/STM-1 EULH 1516NM 120KM -5/85 | 1215 | 50% | 607.5
3AL82041AA | CSOP SMART SFP, STM-1/OC-3 OVER GBE, E1- | 4928 | 50% | 2464
3AL82042AA | TPOP SMART SFP, E1 (120 OHM BALANCED, RJ | 2212 | 50% | 1106
3AL82043AA | SFP FE/STM-1 ULH BIDI OSC UPSTREAM -40/8 | 2064 | 50% | 1032
3AL82044AA | SFP FE/STM-1 ULH BIDI OSC DOWNSTREAM -40 | 2064 | 50% | 1032
3AL82045AA | XFP I-64.1/10GBE BASE-L -40/+85 | 1350 | 50% | 675
3AL82046AA | CFP4 100GBASE-SR4 SINGLE RATE 100GE | 7346 | 50% | 3673
3AL82047AA | SFP+ CPRI6 CWDM LH (1471NM) | 6160 | 50% | 3080
3AL82047AB | SFP+ CPRI6 CWDM LH (1491NM) | 6160 | 50% | 3080
3AL82047AC | SFP+ CPRI6 CWDM LH (1511NM) | 6160 | 50% | 3080
3AL82047AD | SFP+ CPRI6 CWDM LH (1531NM) | 6160 | 50% | 3080
3AL82047AE | SFP+ CPRI6 CWDM LH (1551NM) | 6160 | 50% | 3080
3AL82047AF | SFP+ CPRI6 CWDM LH (1571NM) | 6160 | 50% | 3080
3AL82047AG | SFP+ CPRI6 CWDM LH (1591NM) | 6160 | 50% | 3080
3AL82047AH | SFP+ CPRI6 CWDM LH (1611NM) | 6160 | 50% | 3080
3AL82048AA | SFP+ STM-64/OC192 CWDM LH 1471NM -40/85 | 3924 | 50% | 1962
3AL82048AB | SFP+ STM-64/OC192 CWDM LH 1491NM -40/85 | 3924 | 50% | 1962
3AL82048AC | SFP+ STM-64/OC192 CWDM LH 1511NM -40/85 | 3924 | 50% | 1962
3AL82048AD | SFP+ STM-64/OC192 CWDM LH 1531NM -40/85 | 3924 | 50% | 1962
3AL82048AE | SFP+ STM-64/OC192 CWDM LH 1551NM -40/85 | 3924 | 50% | 1962
3AL82048AF | SFP+ STM-64/OC192 CWDM LH 1571NM -40/85 | 3924 | 50% | 1962
3AL82048AG | SFP+ STM-64/OC192 CWDM LH 1591NM -40/85 | 3924 | 50% | 1962
3AL82048AH | SFP+ STM-64/OC192 CWDM LH 1611NM -40/85 | 3924 | 50% | 1962
3AL82055AA | XFP I-64.1/10GBE BASE-L | 628 | 50% | 314
3AL82057AA | SFP+ 10G 10KM UPSTREAM -40/85 | 518.7 | 50% | 259.35
3AL82058AA | SFP+ 10G 10KM DOWNSTREAM -40/85 | 518.7 | 50% | 259.35
3AL82059AA | SFP+ 10G 40KM UPSTREAM -40/85 | 782.04 | 50% | 391.02
3AL82060AA | SFP+ 10G 40KM DOWNSTREAM -40/85 | 782.04 | 50% | 391.02
3AL82062AA | XFP 10G 10KM UPSTREAM -40/85 | 957.6 | 50% | 478.8
3AL82063AA | XFP 10G 10KM DOWNSTREAM -40/85 | 957.6 | 50% | 478.8
3AL82064AA | XFP 10G 40KM UPSTREAM -40/85 | 1995 | 50% | 997.5
3AL82065AA | XFP 10G 40KM DOWNSTREAM -40/85 | 1995 | 50% | 997.5
3AL82066AA | SFP+ CWDM GBE/CPRI 2-8/10GBE (1271 NM) - | 2155 | 50% | 1077.5
3AL82066AB | SFP+ CWDM GBE/CPRI 2-8/10GBE (1291 NM) - | 2155 | 50% | 1077.5
3AL82066AC | SFP+ CWDM GBE/CPRI 2-8/10GBE (1311 NM) - | 2155 | 50% | 1077.5
3AL82066AD | SFP+ CWDM GBE/CPRI 2-8/10GBE (1331 NM) - | 2155 | 50% | 1077.5
3AL82066AE | SFP+ CWDM GBE/CPRI 2-8/10GBE (1351 NM) - | 2394 | 50% | 1197
3AL82066AF | SFP+ CWDM GBE/CPRI 2-8/10GBE (1371 NM) - | 2394 | 50% | 1197
3AL82066AG | SFP+ CWDM GBE/CPRI 2-8/10GBE (1391 NM) - | 2394 | 50% | 1197
3AL82066AH | SFP+ CWDM GBE/CPRI 2-8/10GBE (1411 NM) - | 2394 | 50% | 1197
3AL82066AJ | SFP+ CWDM GBE/CPRI 2-8/10GBE (1431 NM) - | 2394 | 50% | 1197
3AL82066AK | SFP+ CWDM GBE/CPRI 2-8/10GBE (1451 NM) - | 2394 | 50% | 1197
3AL82066AL | SFP+ CWDM GBE/CPRI 2-8/10GBE (1471 NM) - | 4627 | 50% | 2313.5
3AL82066AM | SFP+ CWDM GBE/CPRI 2-8/10GBE (1491 NM) - | 4627 | 50% | 2313.5
3AL82066AN | SFP+ CWDM GBE/CPRI 2-8/10GBE (1511 NM) - | 4627 | 50% | 2313.5
3AL82066AP | SFP+ CWDM GBE/CPRI 2-8/10GBE (1531 NM) - | 4627 | 50% | 2313.5
3AL82066AQ | SFP+ CWDM GBE/CPRI 2-8/10GBE (1551 NM) - | 4627 | 50% | 2313.5
3AL82066AR | SFP+ CWDM GBE/CPRI 2-8/10GBE (1571 NM) - | 4627 | 50% | 2313.5
3AL82066AS | SFP+ CWDM GBE/CPRI 2-8/10GBE 1591 NM -40 | 4627 | 50% | 2313.5
3AL82066AT | SFP+ CWDM GBE/CPRI 2-8/10GBE 1611 NM -40 | 4627 | 50% | 2313.5
3AL82067AA | 1DC100M CFP DIGITAL COHERENT 100G METRO | 184000 | 50% | 92000
3AL82068AA | FAST EVOA SFP | 3328 | 50% | 1664
3AL82072AA | QSFP28 100G BASE-LR4 DUAL RATE 100GE/OTU | 22000 | 50% | 11000
3AL82073AA | SFP+ DWDM 40KM (CH60) -40/85 | 2229 | 50% | 1114.5
3AL82073AB | SFP+ DWDM 40KM (CH59) -40/85 | 2229 | 50% | 1114.5
3AL82073AC | SFP+ DWDM 40KM (CH58) -40/85 | 2229 | 50% | 1114.5
3AL82073AD | SFP+ DWDM 40KM (CH57) -40/85 | 2229 | 50% | 1114.5
3AL82073AE | SFP+ DWDM 40KM (CH56) -40/85 | 2229 | 50% | 1114.5
3AL82073AF | SFP+ DWDM 40KM (CH55) -40/85 | 2229 | 50% | 1114.5
3AL82073AG | SFP+ DWDM 40KM (CH54) -40/85 | 2229 | 50% | 1114.5
3AL82073AH | SFP+ DWDM 40KM (CH53) -40/85 | 2229 | 50% | 1114.5
3AL82073AJ | SFP+ DWDM 40KM (CH52) -40/85 | 2229 | 50% | 1114.5
3AL82073AK | SFP+ DWDM 40KM (CH51) -40/85 | 2229 | 50% | 1114.5
3AL82073AL | SFP+ DWDM 40KM (CH50) -40/85 | 2229 | 50% | 1114.5
3AL82073AM | SFP+ DWDM 40KM (CH49) -40/85 | 2229 | 50% | 1114.5
3AL82073AN | SFP+ DWDM 40KM (CH48) -40/85 | 2229 | 50% | 1114.5
3AL82073AP | SFP+ DWDM 40KM (CH47) -40/85 | 2229 | 50% | 1114.5
3AL82073AQ | SFP+ DWDM 40KM (CH46) -40/85 | 2229 | 50% | 1114.5
3AL82073AR | SFP+ DWDM 40KM (CH45) -40/85 | 2229 | 50% | 1114.5
3AL82073AS | SFP+ DWDM 40KM (CH44) -40/85 | 2229 | 50% | 1114.5
3AL82073AT | SFP+ DWDM 40KM (CH43) -40/85 | 2229 | 50% | 1114.5
3AL82073AU | SFP+ DWDM 40KM (CH42) -40/85 | 2229 | 50% | 1114.5
3AL82073AV | SFP+ DWDM 40KM (CH41) -40/85 | 2229 | 50% | 1114.5
3AL82073AW | SFP+ DWDM 40KM (CH40) -40/85 | 2229 | 50% | 1114.5
3AL82073AX | SFP+ DWDM 40KM (CH39) -40/85 | 2229 | 50% | 1114.5
3AL82073AY | SFP+ DWDM 40KM (CH38) -40/85 | 2229 | 50% | 1114.5
3AL82073AZ | SFP+ DWDM 40KM (CH37) -40/85 | 2229 | 50% | 1114.5
3AL82073BA | SFP+ DWDM 40KM (CH36) -40/85 | 2229 | 50% | 1114.5
3AL82073BB | SFP+ DWDM 40KM (CH35) -40/85 | 2229 | 50% | 1114.5
3AL82073BC | SFP+ DWDM 40KM (CH34) -40/85 | 2229 | 50% | 1114.5
3AL82073BD | SFP+ DWDM 40KM (CH33) -40/85 | 2229 | 50% | 1114.5
3AL82073BE | SFP+ DWDM 40KM (CH32) -40/85 | 2229 | 50% | 1114.5
3AL82073BF | SFP+ DWDM 40KM (CH31) -40/85 | 2229 | 50% | 1114.5
3AL82073BG | SFP+ DWDM 40KM (CH30) -40/85 | 2229 | 50% | 1114.5
3AL82073BH | SFP+ DWDM 40KM (CH29) -40/85 | 2229 | 50% | 1114.5
3AL82073BJ | SFP+ DWDM 40KM (CH28) -40/85 | 2229 | 50% | 1114.5
3AL82073BK | SFP+ DWDM 40KM (CH27) -40/85 | 2229 | 50% | 1114.5
3AL82073BL | SFP+ DWDM 40KM (CH26) -40/85 | 2229 | 50% | 1114.5
3AL82073BM | SFP+ DWDM 40KM (CH25) -40/85 | 2229 | 50% | 1114.5
3AL82073BN | SFP+ DWDM 40KM (CH24) -40/85 | 2229 | 50% | 1114.5
3AL82073BP | SFP+ DWDM 40KM (CH23) -40/85 | 2229 | 50% | 1114.5
3AL82073BQ | SFP+ DWDM 40KM (CH22) -40/85 | 2229 | 50% | 1114.5
3AL82073BR | SFP+ DWDM 40KM (CH21) -40/85 | 2229 | 50% | 1114.5
3AL82073BS | SFP+ DWDM 40KM (CH20) -40/85 | 2229 | 50% | 1114.5
3AL82073BT | SFP+ DWDM 40KM (CH19) -40/85 | 2229 | 50% | 1114.5
3AL82073BU | SFP+ DWDM 40KM (CH18) -40/85 | 2229 | 50% | 1114.5
3AL82073BV | SFP+ DWDM 40KM (CH17) -40/85 | 2229 | 50% | 1114.5
3AL82074AA | QSFP28 100G BASE-LR4 SINGLE RATE 100GE | 20000 | 50% | 10000
3AL82075AA | QSFP28 CWDM4 SINGLE RATE 100GE | 14000 | 50% | 7000
3AL82076AA | SFP GBE CWDM SH 1471NM (-40/85) | 1069 | 50% | 534.5
3AL82076AB | SFP GBE CWDM SH 1491NM (-40/85) | 1069 | 50% | 534.5
3AL82076AC | SFP GBE CWDM SH 1511NM (-40/85) | 1069 | 50% | 534.5
3AL82076AD | SFP GBE CWDM SH 1531NM (-40/85) | 1069 | 50% | 534.5
3AL82076AE | SFP GBE CWDM SH 1551NM (-40/85) | 1069 | 50% | 534.5
3AL82076AF | SFP GBE CWDM SH 1571NM (-40/85) | 1069 | 50% | 534.5
3AL82076AG | SFP GBE CWDM SH 1591NM (-40/85) | 1069 | 50% | 534.5
3AL82076AH | SFP GBE CWDM SH 1611NM (-40/85) | 1069 | 50% | 534.5
3AL82078AA | SFP 100BASE-LX WITH BUILT-IN PHY IT | 514 | 50% | 257
3AL82081AA | SFP EULH-II OSC 1511NM | 898 | 50% | 449
3AL82090AA | TPOP SMART SFP, T1 (100 OHM BALANCED, RJ | 2239 | 50% | 1119.5
3AL82098AA | TSOP SMART SFP STM-16/OC-48 (I-16.1) | 9548 | 50% | 4774
3AL82099AA | QSFP28 100G BASE-SR4 SINGLE RATE 100GE | 7500 | 50% | 3750
3AL82107AA | SFP+ CPRI2-6 (15KM) -40/85 | 208 | 50% | 104
3AL82108AA | SFP OSC GBE/STM-1 BIDI-U 1627NM 40KM IT | 1875 | 50% | 937.5
3AL82109AA | SFP OSC GBE/STM-1 BIDI-D 1627NM 40KM IT | 1875 | 50% | 937.5
3AL82110AA | SFP+ DWDM 40KM APD CH60 -40/85 | 3258 | 50% | 1629
3AL82110AB | SFP+ DWDM 40KM APD CH59 -40/85 | 3258 | 50% | 1629
3AL82110AC | SFP+ DWDM 40KM APD CH58 -40/85 | 3258 | 50% | 1629
3AL82110AD | SFP+ DWDM 40KM APD CH57 -40/85 | 3258 | 50% | 1629
3AL82110AE | SFP+ DWDM 40KM APD CH56 -40/85 | 3258 | 50% | 1629
3AL82110AF | SFP+ DWDM 40KM APD CH55 -40/85 | 3258 | 50% | 1629
3AL82110AG | SFP+ DWDM 40KM APD CH54 -40/85 | 3258 | 50% | 1629
3AL82110AH | SFP+ DWDM 40KM APD CH53 -40/85 | 3258 | 50% | 1629
3AL82110AJ | SFP+ DWDM 40KM APD CH52 -40/85 | 3258 | 50% | 1629
3AL82110AK | SFP+ DWDM 40KM APD CH51 -40/85 | 3258 | 50% | 1629
3AL82110AL | SFP+ DWDM 40KM APD CH50 -40/85 | 3258 | 50% | 1629
3AL82110AM | SFP+ DWDM 40KM APD CH49 -40/85 | 3258 | 50% | 1629
3AL82110AN | SFP+ DWDM 40KM APD CH48 -40/85 | 3258 | 50% | 1629
3AL82110AP | SFP+ DWDM 40KM APD CH47 -40/85 | 3258 | 50% | 1629
3AL82110AQ | SFP+ DWDM 40KM APD CH46 -40/85 | 3258 | 50% | 1629
3AL82110AR | SFP+ DWDM 40KM APD CH45 -40/85 | 3258 | 50% | 1629
3AL82110AS | SFP+ DWDM 40KM APD CH44 -40/85 | 3258 | 50% | 1629
3AL82110AT | SFP+ DWDM 40KM APD CH43 -40/85 | 3258 | 50% | 1629
3AL82110AU | SFP+ DWDM 40KM APD CH42 -40/85 | 3258 | 50% | 1629
3AL82110AV | SFP+ DWDM 40KM APD CH41 -40/85 | 3258 | 50% | 1629
3AL82110AW | SFP+ DWDM 40KM APD CH40 -40/85 | 3258 | 50% | 1629
3AL82110AX | SFP+ DWDM 40KM APD CH39 -40/85 | 3258 | 50% | 1629
3AL82110AY | SFP+ DWDM 40KM APD CH38 -40/85 | 3258 | 50% | 1629
3AL82110AZ | SFP+ DWDM 40KM APD CH37 -40/85 | 3258 | 50% | 1629
3AL82110BA | SFP+ DWDM 40KM APD CH36 -40/85 | 3258 | 50% | 1629
3AL82110BB | SFP+ DWDM 40KM APD CH35 -40/85 | 3258 | 50% | 1629
3AL82110BC | SFP+ DWDM 40KM APD CH34 -40/85 | 3258 | 50% | 1629
3AL82110BD | SFP+ DWDM 40KM APD CH33 -40/85 | 3258 | 50% | 1629
3AL82110BE | SFP+ DWDM 40KM APD CH32 -40/85 | 3258 | 50% | 1629
3AL82110BF | SFP+ DWDM 40KM APD CH31 -40/85 | 3258 | 50% | 1629
3AL82110BG | SFP+ DWDM 40KM APD CH30 -40/85 | 3258 | 50% | 1629
3AL82110BH | SFP+ DWDM 40KM APD CH29 -40/85 | 3258 | 50% | 1629
3AL82110BJ | SFP+ DWDM 40KM APD CH28 -40/85 | 3258 | 50% | 1629
3AL82110BK | SFP+ DWDM 40KM APD CH27 -40/85 | 3258 | 50% | 1629
3AL82110BL | SFP+ DWDM 40KM APD CH26 -40/85 | 3258 | 50% | 1629
3AL82110BM | SFP+ DWDM 40KM APD CH25 -40/85 | 3258 | 50% | 1629
3AL82110BN | SFP+ DWDM 40KM APD CH24 -40/85 | 3258 | 50% | 1629
3AL82110BP | SFP+ DWDM 40KM APD CH23 -40/85 | 3258 | 50% | 1629
3AL82110BQ | SFP+ DWDM 40KM APD CH22 -40/85 | 3258 | 50% | 1629
3AL82110BR | SFP+ DWDM 40KM APD CH21 -40/85 | 3258 | 50% | 1629
3AL82110BS | SFP+ DWDM 40KM APD CH20 -40/85 | 3258 | 50% | 1629
3AL82110BT | SFP+ DWDM 40KM APD CH19 -40/85 | 3258 | 50% | 1629
3AL82110BU | SFP+ DWDM 40KM APD CH18 -40/85 | 3258 | 50% | 1629
3AL82110BV | SFP+ DWDM 40KM APD CH17 -40/85 | 3258 | 50% | 1629
3AL82111AA | SFP OSC GBE 1627NM 80KM W/ OTDR -40/85 | 2285 | 50% | 1142.5
3AL82117AA | SFP+ CPRI6-7 MMF 300M -40/85 | 122 | 50% | 61
3AL82130AA | SFP+ CPRI3-8/10GBE SMDF 15KM -40/85 | 276 | 50% | 138
3AL82135AA | SFP BIDI OSC-U STM-1/GE SH 1506NM -40/85 | 1962 | 50% | 981
3AL82136AA | SFP BIDI OSC-D STM-1/GE SH 1514NM -40/85 | 1962 | 50% | 981
3AL82141AA | SFP OSC FE/STM-1 ULH 1627NM 120KM -5/70 | 3924 | 50% | 1962
3AL82146AA | SFP+ SD-SDI/HD-SDI/3G-SDI 30KM ET | 1046 | 50% | 523
3AL82149AA | SFP+ 1GE/CPRI 2-8/10GE T-DWDM W/O WT IT | 4534 | 50% | 2267
3AL82150AA | C2ACO CFP2-ACO | 145280 | 50% | 72640
3AL82152AA | QSFP28 ER4-LITE DR 100GE/OTU4 -5/75 | 40548 | 50% | 20274
3AL82154AB | SFP OSC FE/STM-1 EULH 1516NM 150KM -5/85 | 2414 | 50% | 1207
3AL82155AA | CFP4-ACO 100G / 200G COHERENT PLUGGABLE | 90000 | 50% | 45000
3AL82155AB | CFP4-ACO 100G/200G COH PLUGGABLE (LP) | 96000 | 50% | 48000
3AL82156AA | QSFP28 4WDM-10 SINGLE RATE 100GE -5/75 | 3924 | 50% | 1962
3AL82161AA | SFP28 25GE_10GE_CPRI7/8/10 SR -40/85 | 907 | 50% | 453.5
3AL82162AA | SFP28 25GE_10GE_CPRI7/8/10 LR -40/85 | 1657 | 50% | 828.5
3AL82163AA | SFP28 25GE_10GE_CPRI7/8/10 13KM DW CH61 | 7412 | 50% | 3706
3AL82163AB | SFP28 25GE_10GE_CPRI7/8/10 13KM DW CH60 | 7412 | 50% | 3706
3AL82163AC | SFP28 25GE_10GE_CPRI7/8/10 13KM DW CH59 | 7412 | 50% | 3706
3AL82163AD | SFP28 25GE_10GE_CPRI7/8/10 13KM DW CH58 | 7412 | 50% | 3706
3AL82163AE | SFP28 25GE_10GE_CPRI7/8/10 13KM DW CH57 | 7412 | 50% | 3706
3AL82163AF | SFP28 25GE_10GE_CPRI7/8/10 13KM DW CH56 | 7412 | 50% | 3706
3AL82163AG | SFP28 25GE_10GE_CPRI7/8/10 13KM DW CH55 | 7412 | 50% | 3706
3AL82163AH | SFP28 25GE_10GE_CPRI7/8/10 13KM DW CH54 | 7412 | 50% | 3706
3AL82163AJ | SFP28 25GE_10GE_CPRI7/8/10 13KM DW CH53 | 7412 | 50% | 3706
3AL82163AK | SFP28 25GE_10GE_CPRI7/8/10 13KM DW CH52 | 7412 | 50% | 3706
3AL82163AL | SFP28 25GE_10GE_CPRI7/8/10 13KM DW CH51 | 7412 | 50% | 3706
3AL82163AM | SFP28 25GE_10GE_CPRI7/8/10 13KM DW CH50 | 7412 | 50% | 3706
3AL82163AN | SFP28 25GE_10GE_CPRI7/8/10 13KM DW CH49 | 7412 | 50% | 3706
3AL82163AP | SFP28 25GE_10GE_CPRI7/8/10 13KM DW CH48 | 7412 | 50% | 3706
3AL82163AQ | SFP28 25GE_10GE_CPRI7/8/10 13KM DW CH47 | 7412 | 50% | 3706
3AL82163AR | SFP28 25GE_10GE_CPRI7/8/10 13KM DW CH46 | 7412 | 50% | 3706
3AL82163AS | SFP28 25GE_10GE_CPRI7/8/10 13KM DW CH45 | 7412 | 50% | 3706
3AL82163AT | SFP28 25GE_10GE_CPRI7/8/10 13KM DW CH44 | 7412 | 50% | 3706
3AL82163AU | SFP28 25GE_10GE_CPRI7/8/10 13KM DW CH43 | 7412 | 50% | 3706
3AL82163AV | SFP28 25GE_10GE_CPRI7/8/10 13KM DW CH42 | 7412 | 50% | 3706
3AL82163AW | SFP28 25GE_10GE_CPRI7/8/10 13KM DW CH41 | 7412 | 50% | 3706
3AL82163AX | SFP28 25GE_10GE_CPRI7/8/10 13KM DW CH40 | 7412 | 50% | 3706
3AL82163AY | SFP28 25GE_10GE_CPRI7/8/10 13KM DW CH39 | 7412 | 50% | 3706
3AL82163AZ | SFP28 25GE_10GE_CPRI7/8/10 13KM DW CH38 | 7412 | 50% | 3706
3AL82163BA | SFP28 25GE_10GE_CPRI7/8/10 13KM DW CH37 | 7412 | 50% | 3706
3AL82163BB | SFP28 25GE_10GE_CPRI7/8/10 13KM DW CH36 | 7412 | 50% | 3706
3AL82163BC | SFP28 25GE_10GE_CPRI7/8/10 13KM DW CH35 | 7412 | 50% | 3706
3AL82163BD | SFP28 25GE_10GE_CPRI7/8/10 13KM DW CH34 | 7412 | 50% | 3706
3AL82163BE | SFP28 25GE_10GE_CPRI7/8/10 13KM DW CH33 | 7412 | 50% | 3706
3AL82163BF | SFP28 25GE_10GE_CPRI7/8/10 13KM DW CH32 | 7412 | 50% | 3706
3AL82163BG | SFP28 25GE_10GE_CPRI7/8/10 13KM DW CH31 | 7412 | 50% | 3706
3AL82163BH | SFP28 25GE_10GE_CPRI7/8/10 13KM DW CH30 | 7412 | 50% | 3706
3AL82163BJ | SFP28 25GE_10GE_CPRI7/8/10 13KM DW CH29 | 7412 | 50% | 3706
3AL82163BK | SFP28 25GE_10GE_CPRI7/8/10 13KM DW CH28 | 7412 | 50% | 3706
3AL82163BL | SFP28 25GE_10GE_CPRI7/8/10 13KM DW CH27 | 7412 | 50% | 3706
3AL82163BM | SFP28 25GE_10GE_CPRI7/8/10 13KM DW CH26 | 7412 | 50% | 3706
3AL82163BN | SFP28 25GE_10GE_CPRI7/8/10 13KM DW CH25 | 7412 | 50% | 3706
3AL82163BP | SFP28 25GE_10GE_CPRI7/8/10 13KM DW CH24 | 7412 | 50% | 3706
3AL82163BQ | SFP28 25GE_10GE_CPRI7/8/10 13KM DW CH23 | 7412 | 50% | 3706
3AL82163BR | SFP28 25GE_10GE_CPRI7/8/10 13KM DW CH22 | 7412 | 50% | 3706
3AL82163BS | SFP28 25GE_10GE_CPRI7/8/10 13KM DW CH21 | 7412 | 50% | 3706
3AL82163BT | SFP28 25GE_10GE_CPRI7/8/10 13KM DW CH20 | 7412 | 50% | 3706
3AL82163BU | SFP28 25GE_10GE_CPRI7/8/10 13KM DW CH19 | 7412 | 50% | 3706
3AL82163BV | SFP28 25GE_10GE_CPRI7/8/10 13KM DW CH18 | 7412 | 50% | 3706
3AL82163BW | SFP28 25GE_10GE_CPRI7/8/10 13KM DW CH17 | 7412 | 50% | 3706
3AL82163BX | SFP28 25GE_10GE_CPRI7/8/10 13KM DW CH16 | 7412 | 50% | 3706
3AL82163BY | SFP28 25GE_10GE_CPRI7/8/10 13KM DW CH15 | 7412 | 50% | 3706
3AL82164AA | QSFP28 E4WDM-10 4X25GE_CPRI7/8/10_10GE I | 8284 | 50% | 4142
3AL82167AA | SFP OSC GBE EULH 1516NM 150KM -5/85 | 2311 | 50% | 1155.5
3AL82172AA | XFP DWDM TUNABLE Z-CHIRP -5/+70 | 4055 | 50% | 2027.5
3AL82173AA | SFP 2MBPS 2KM CT MMF | 157 | 50% | 78.5
3AL82174AA | XFP DWDM TUNABLE Z-CHIRP -5/+70 | 4055 | 50% | 2027.5
3AL82178AA | QSFP28 100GE 4WDM-20 BIDI-U -20/+85 | 7181 | 50% | 3590.5
3AL82179AA | QSFP28 100GE 4WDM-20 BIDI-D -20/+85 | 7181 | 50% | 3590.5
3AL82182AA | C2ACOA CFP2-ACO METRO | 138016 | 50% | 69008
3AL82183AA | SFP+ 10GBASE-ZR/P1L1-2D2 80KM ET W/ OID | 3444 | 50% | 1722
3AL82184AA | SFP+ 10GBASE-ER/P1S1-2D2B 40KM ET W/ OID | 2311 | 50% | 1155.5
3AL82185AA | SFP L-16.2/LR-2 80KM IT W/ OID | 1657 | 50% | 828.5
3AL82186AA | SFP L-16.1/LR-1 40KM IT W/ OID | 1038 | 50% | 519
3AL82189AA | SFP 2MBPS 20KM CT SMF | 166 | 50% | 83
3AL82214AA | SFP FE 100BASE-T EL -10/+85 | 145 | 50% | 72.5
3AL82217AA | QSFP28 100GBASE-SR4 DR 100GE/OTU4 -5/75 | 1062 | 50% | 531
3AL82220AA | SFP BIDI OTC-U STM-1/GE ULH 1506NM IT | 2398 | 50% | 1199
3AL82221AA | SFP BIDI OTC-D STM-1/GE ULH 1514NM IT | 2398 | 50% | 1199
3AL82230AA | SFP EL 100/1000BASE-T 0/+70 | 157 | 50% | 78.5
3AL82233AA | SFP BIDI OTC-U STM-1/FE ULH 1514.4NM IT | 2834 | 50% | 1417
3AL82234AA | SFP BIDI OTC-D STM-1/FE ULH 1517.6NM IT | 2834 | 50% | 1417
3AL89857AAAA | SFP DUMMY PLUG KIT | 17.14 | 50% | 8.57
3AL91622ABXX | MA NG TRU BYPASS EXT | Custom Bid | 0% | Custom Bid
3AL91721AAAA | XFP-E ADAPTER | 300 | 50% | 150
3AN44747AA | MA TO HOST 2 SPOOLS | 139 | 50% | 69.5
3AN44747AAXX | 21 INCHES D.C.U.ASSEMBLED SUPPORT | 139 | 50% | 69.5
3AN51356ABAA | TRU DUMMY COVER | Custom Bid | 0% | Custom Bid
3DB00734AAXX | OPT. TOP RACK UNIT | 1242 | 50% | 621
3HE07939AA | 7705 SAR-O 2-FIBER CWDM 4 COLOR1471-1531 | 3671 | 50% | 1835.5
3HE07939BA | 7705 SAR-O 2-FIBER CWDM 4 COLOR1551-1611 | 3927 | 50% | 1963.5
3KC12828AC | ED 4 EQUIPMENT CONTROLLER (-40 / 65C) | 3220 | 50% | 1610
3KC12831AB | ED4 POWER FILTER(DC) WITH WT EM-HARDENED | 2041 | 50% | 1020.5
3KC12831ABXX | ED4 POWER FILTER(DC) WITH WT EM-HARDENED | 2041 | 50% | 1020.5
3KC12831CA | ED4 POWER FILTER(DC) W/WT EM-HARDENED V2 | 1935 | 50% | 967.5
3KC12834AC | ED 4 POWER FILTER (AC) WITH WT-HARDENED | 4770 | 50% | 2385
3KC12841AA | ED 4 FAN UNIT HARDENED | 1418 | 50% | 709
3KC12841AAXX | ED 4 FAN UNIT HARDENED | 1418 | 50% | 709
3KC12852AA | ED 4 STATIC FILTER HARDENED CWDM 4 CH (A | 2822 | 50% | 1411
3KC12852AAXX | ED 4 STATIC FILTER HARDENED CWDM 4 CH (A | 2822 | 50% | 1411
3KC12852AB | ED 4 STATIC FILTER HARDENED CWDM 4 CH (B | 2822 | 50% | 1411
3KC12852ABXX | ED 4 STATIC FILTER HARDENED CWDM 4 CH (B | 2822 | 50% | 1411
3KC12853AA | ED 4 STATIC FILTER HARDENED CWDM 8 CH | 4920 | 50% | 2460
3KC12853AAXX | ED 4 STATIC FILTER HARDENED CWDM 8 CH | 4920 | 50% | 2460
3KC12854AA | ED 4 STATIC FILTER HARDENED DWDM 8 CH (A | 7383 | 50% | 3691.5
3KC12854AAXX | ED 4 STATIC FILTER HARDENED DWDM 8 CH (A | 7383 | 50% | 3691.5
3KC12854AB | ED 4 STATIC FILTER HARDENED DWDM 8 CH (B | 7383 | 50% | 3691.5
3KC12854ABXX | ED 4 STATIC FILTER HARDENED DWDM 8 CH (B | 7383 | 50% | 3691.5
3KC12854AC | ED 4 STATIC FILTER HARDENED DWDM 8 CH (C | 7383 | 50% | 3691.5
3KC12854ACXX | ED 4 STATIC FILTER HARDENED DWDM 8 CH (C | 7383 | 50% | 3691.5
3KC12854AD | ED 4 STATIC FILTER HARDENED DWDM 8 CH (D | 7383 | 50% | 3691.5
3KC12854ADXX | ED 4 STATIC FILTER HARDENED DWDM 8 CH (D | 7383 | 50% | 3691.5
3KC12857AA | ED 4 STATIC FILTER HARDENED DWDM 4 CH (A | 4727 | 50% | 2363.5
3KC12857AAXX | ED 4 STATIC FILTER HARDENED DWDM 4 CH (A | 4727 | 50% | 2363.5
3KC12857AB | ED 4 STATIC FILTER HARDENED DWDM 4 CH (B | 4727 | 50% | 2363.5
3KC12857ABXX | ED 4 STATIC FILTER HARDENED DWDM 4 CH (B | 4727 | 50% | 2363.5
3KC12857AC | ED 4 STATIC FILTER HARDENED DWDM 4 CH (C | 4727 | 50% | 2363.5
3KC12857ACXX | ED 4 STATIC FILTER HARDENED DWDM 4 CH (C | 4727 | 50% | 2363.5
3KC12857AD | ED 4 STATIC FILTER HARDENED DWDM 4 CH (D | 4727 | 50% | 2363.5
3KC12857ADXX | ED 4 STATIC FILTER HARDENED DWDM 4 CH (D | 4727 | 50% | 2363.5
3KC12857AE | ED 4 STATIC FILTER HARDENED DWDM 4 CH (E | 4727 | 50% | 2363.5
3KC12857AEXX | ED 4 STATIC FILTER HARDENED DWDM 4 CH (E | 4727 | 50% | 2363.5
3KC12857AF | ED 4 STATIC FILTER HARDENED DWDM 4 CH (F | 4727 | 50% | 2363.5
3KC12857AFXX | ED 4 STATIC FILTER HARDENED DWDM 4 CH (F | 4727 | 50% | 2363.5
3KC12857AG | ED 4 STATIC FILTER HARDENED DWDM 4 CH (G | 4727 | 50% | 2363.5
3KC12857AGXX | ED 4 STATIC FILTER HARDENED DWDM 4 CH (G | 4727 | 50% | 2363.5
3KC12857AH | ED 4 STATIC FILTER HARDENED DWDM 4 CH (H | 4727 | 50% | 2363.5
3KC12857AHXX | ED 4 STATIC FILTER HARDENED DWDM 4 CH (H | 4727 | 50% | 2363.5
3KC12864AA | ED 4 DUST FILTER | 11 | 50% | 5.5
3KC12864AAXX | ED 4 DUST FILTER | 11 | 50% | 5.5
3KC12890AA | ED 4 SHELF COVER - ALL RACK SIZES | 37 | 50% | 18.5
3KC12890AAXX | ED 4 SHELF COVER - ALL RACK SIZES | 37 | 50% | 18.5
3KC12949AA | ED 4 CA-HK CABLE, 15M, SHIELDED (ANSI) | 43 | 50% | 21.5
3KC12949AAXX | ED 4 CA-HK CABLE, 15M, SHIELDED (ANSI) | 43 | 50% | 21.5
3KC12950AA | ED 4 POWER FILTER BLANK | 132 | 50% | 66
3KC12950AAXX | ED 4 POWER FILTER BLANK | 132 | 50% | 66
3KC12952AA | ED 4 STATIC FILTER BLANK (1/2 SLOT) | 113 | 50% | 56.5
3KC12952AAXX | ED 4 STATIC FILTER BLANK (1/2 SLOT) | 113 | 50% | 56.5
3KC12953AA | ED 4 STATIC FILTER BLANK (FULL SLOT) | 169 | 50% | 84.5
3KC12953AAXX | ED 4 STATIC FILTER BLANK (FULL SLOT) | 169 | 50% | 84.5
3KC12954BA | CA-ED 4 DC POWER SUP,5M(ANSI,-48V/24V) | 76 | 50% | 38
3KC12954BAXX | CA-ED 4 DC POWER SUP,5M(ANSI,-48V/24V) | 76 | 50% | 38
3KC12954BB | CA-ED 4 DC POWER SUP,10M(ANSI,-48V/24V) | 127 | 50% | 63.5
3KC12954BBXX | CA-ED 4 DC POWER SUP,10M(ANSI,-48V/24V) | 127 | 50% | 63.5
3KC12954BC | CA-ED 4 DC POWER SUP,3.6M(ANSI,-48V/24V) | 63 | 50% | 31.5
3KC12954BCXX | CA-ED 4 DC POWER SUP,3.6M(ANSI,-48V/24V) | 63 | 50% | 31.5
3KC12959AC | ED PSS 4 SHELF KIT(E4SHF, E4EC, E4FAN) H | 6349 | 50% | 3174.5
3KC12960AA | ED 4 SHELF | 3477 | 50% | 1738.5
3KC12960AAXX | ED 4 SHELF-SHELF,BP,SHELF ID,DUST FILTER | 3477 | 50% | 1738.5
3KC13016AA | AC CABLE ADAPTOR | 35 | 50% | 17.5
3KC13016AAXX | AC CABLE ADAPTOR | 35 | 50% | 17.5
3KC13063AAAA | PRE-STAGING 1830PSS-4 STANDARD | 2159 | 50% | 1079.5
3KC13064AAAA | PRE-STAGING 1830PSS-4 EXTRA TEST | 720 | 50% | 360
3KC13065AAAA | PRE-STAGING 1830PSS-4 EXTRA TEMP | 2777 | 50% | 1388.5
3KC13066AAAA | PRE-STAGING 1830PSS-4 EXTRA TIME | 3838 | 50% | 1919
3KC13130CB | CA-E1/DS1 2MHZ AND 1PPS TOD,50M | 377.6 | 50% | 188.8
3KC13130CC | CA-E1/DS1 2MHZ AND 1PPS TOD,100M | 722.7 | 50% | 361.35
3KC13130CD | CA-E1/DS1 2MHZ AND 1PPS ToD,20M | 159.3 | 50% | 79.65
3KC13130CE | CA-E1/DS1 2MHZ AND 1PPS ToD, 5M | 57.5 | 50% | 28.75
3KC13130DA | CA-1PPS(50Ohm) (SMB 1.0/2.3 - BNC), 1M | 32.6 | 50% | 16.3
3KC13130EA | CA-100ohm 1PPS ToD w/ RJ48C, 5m | 50.17 | 50% | 25.085
3KC13130EB | CA-100ohm 1PPS ToD w/ RJ48C, 10m | 66.4 | 50% | 33.2
3KC13130EC | CA-100ohm 1PPS ToD w/ RJ48C, 20m | 118.3 | 50% | 59.15
3KC13130ED | CA-100ohm 1PPS ToD w/ RJ48C, 50m | 283.5 | 50% | 141.75
3KC13130EE | CA-100ohm 1PPS ToD w/ RJ48C, 100m | 502.2 | 50% | 251.1
3KC13156BA | PTPCTL IEEE1588V2 CONTROLLER CARD | 9270 | 50% | 4635
3KC13172AA | CA-1830PSS4 CRAFT INTERFACE TERMINAL(CIT | 122 | 50% | 61
3KC13172AAAA | CA-PSS4 CRAFT INTERFACE TERMINAL (1.5M) | 48 | 50% | 24
3KC13205BC | CA-E1/DS1 2MHZ 1PSS TOD,RJ5,50M | 6031 | 50% | 3015.5
3KC13310AA | 11DPM8 - 8XANY MUXPONDER | 14780 | 50% | 7390
3KC13331AA | ED 4 SHELF EXTENDED COVER | 909 | 50% | 454.5
3KC13333AA | ED 4 MOUNTING BRACKETS(19,23 INCHES) | 381 | 50% | 190.5
3KC13361AA | ED4 RACK INSTL KIT(19 INCH) NO PWR CABLE | 555 | 50% | 277.5
3KC13361AB | ED4 INSTALLTN KIT(ANSI RACK)W/O PWR CBLE | 586 | 50% | 293
3KC13401AA | CA-RJ45 CROSS OVER 2M | 25 | 50% | 12.5
3KC13402AAAA | ACI-NMS INSTALLATION&TEST | 32010 | 50% | 16005
3KC13846AAAA | SWP 1830PSS-4 R13.0.0 | 115 | 50% | 57.5
3KC18947AC | PSS-36 SHELF COVER | 817 | 50% | 408.5
3KC19019AA | AIR FILTER - PSS36 | 258 | 50% | 129
3KC19019AAXX | AIR FILTER - PSS36 | 258 | 50% | 129
3KC19065AA | FIRST LEVEL CONTROLLER (FLC36) BLANK (PS | 213 | 50% | 106.5
3KC19065AAXX | FIRST LEVEL CONTROLLER (FLC36) BLANK (PS | 213 | 50% | 106.5
3KC19251AA | PSS-36 BT36 EXTRACTION TOOL | 137 | 50% | 68.5
3KC19251AAXX | PSS-36 BT36 EXTRACTION TOOL | 137 | 50% | 68.5
3KC19289CP | VWM STATIC FILTER CWDM 4 CH (CP VARIANT) | 2735 | 50% | 1367.5
3KC19289CQ | VWM STATIC FILTER CWDM 4 CH (CQ VARIANT) | 2734.5 | 50% | 1367.25
3KC19387AA | VWM SHELF KIT (CWDM 19 ) | 1320 | 50% | 660
3KC19387AAXX | VWM SHELF KIT (CWDM 19 INCHES) | 1320 | 50% | 660
3KC19389AA | VWM SHELF KIT (CWDM ANSI) | 1320 | 50% | 660
3KC19389AAXX | VWM SHELF KIT (CWDM ANSI) | 1320 | 50% | 660
3KC19483AA | KIT-PSS-36 BAFFLE FLAP REPAIR KIT | 304 | 50% | 152
3KC19483AB | KIT PSS36 BAFFLE METAL FLAP REPAIR KIT | 756 | 50% | 378
3KC19491AA | KIT-COS BAY FIBER DUCT UPGRADE KIT | 1917 | 50% | 958.5
3KC19492AA | KIT-COS BAY SHELF BRACKET UPGRADE KIT | 469 | 50% | 234.5
3KC19506AA | 1830 PSS36 ANSI ACOUSTIC KIT | 5900 | 50% | 2950
3KC35392AB | ONETRU KIT, ANSI | 12832 | 50% | 6416
3KC35392ABXX | ONETRU KIT, ANSI | 12832 | 50% | 6416
3KC35452AA | 20UC200 - 20X10G T-SFP UPLINK | 45000 | 50% | 22500
3KC35464AA | SC96 - SWITCH CARD 4T8 | 20276 | 50% | 10138
3KC40952AA | PSS-24X RACK DOOR KIT | 7200 | 50% | 3600
3KC40953AB | PSS-24X SIDEPANELS ONE RACK 600 + 25 KIT | 2129 | 50% | 1064.5
3KC40958AB | PSS-24X ANSI SHELF INSTALLATION KIT | 5841 | 50% | 2920.5
3KC41016AA | KIT, ONERACK BULGED DOOR W/ LEFT HANDLE | 3900 | 50% | 1950
3KC42969AA | VWM EC SLOT BLANK COVER | 268 | 50% | 134
3KC43050AA | 1830 PASSIVE VWM KIT | 10172 | 50% | 5086
3KC43105AA | SHELF 19IN, 0.5RU, 4 SLOTS, TYPE II | 129 | 50% | 64.5
3KC43106AA | SFC 4CH A VARIANT TYPE II (27-33) | 910 | 50% | 455
3KC43116AA | SLOT BLANK, 0.5RU, 4 SLOTS, TYPE II | 28 | 50% | 14
3KC43119AA | SLOT BLANK, 0.5RU, 2 SLOTS, TYPE II | 35 | 50% | 17.5
3KC43139AA | POD 8CH A Variant, LM, CH(59..52) | 4430 | 50% | 2215
3KC43140AA | SFD 8CH A Variant, LM, CH(59..52) | 4520 | 50% | 2260
3KC43141AA | 1830VWM POD8 WATERPROOF PLUG KITS | 297 | 50% | 148.5
3KC43142AA | 1830VWM POD-8 WALL/POLE MOUNTING BRACKET | 83 | 50% | 41.5
3KC43147AAAA | ESWP 1830 VWM SMM R9.0.1 | 115 | 50% | 57.5
3KC43168AA | POD-8 MPO-LC OUTDOOR CABLE 5M | 281 | 50% | 140.5
3KC48820AA | 8EC2 -EQUIPT CONTROLLER-PSS8,TEMP-HARDEN | 3059.2 | 50% | 1529.6
3KC48830AA | PSS8-8SP- SHELF PNL,TEMP-HARDEN | 494.08 | 50% | 247.04
3KC48839AA | MA-FRONT COVER, FAN TRAY | 343 | 50% | 171.5
3KC48840AA | PSS8-8UP-USER PANEL TEMP-HARDENED | 485.12 | 50% | 242.56
3KC48850AA | PSS8-8FAN-FAN UNIT,TEMP-HARDENED | 1550.08 | 50% | 775.04
3KC48870AB | POWER FILTER-30A-PSS8 (8DC30) | 1980 | 50% | 990
3KC48880AA | 8AC7-AC PWRFLTR(7A AT 110V)PSS8,TEMP-HAR | 3697.92 | 50% | 1848.96
3KC48900AA | PSS8 SHELF KIT -PSS8KIT (1XPSS8, 1X8FAN) | 8497.92 | 50% | 4248.96
3KC48901AA | PSS8 SHELF-(INCLUDING PSS8SHF,SHELF PNL) | 3749.12 | 50% | 1874.56
3KC48960AB | PSS16II-PSS16II SHELF (SHELF CHASSIS AND | 10688 | 50% | 5344
3KC48960AC | PSS16II SHELF AC/DC (SHF CHASIS WBPLN) | 7858 | 50% | 3929
3KC48963AA | CC EAL3 PSS-16II SHELF KIT | 29505 | 50% | 14752.5
3KC48963BA | KIT 16IISHLF CC EAL3 | 29505 | 50% | 14752.5
3KC48980AA | 16UP2 - USER PANEL - PSS16II | 1561.6 | 50% | 780.8
3KC48990AB | 16FAN2 - FAN UNIT - PSS16II | 3469 | 50% | 1734.5
3KC49010AA | 16DC65-DC PWRFLTR(63A) PSS16II W SMPLTMG | 2336 | 50% | 1168
3KC49020AB | 16DC65T-DCPWRFLTR 65A PSS16II W FULLTMNG | 4960 | 50% | 2480
3KC49030AA | 16AC16 - PSS16II AC/DC PWR MOD (2500W/22 | 3658 | 50% | 1829
3KC49038AA | GNSS SFP MODULE | 10980 | 50% | 5490
3KC49039AA | ANTENNA KITS (10M) FOR GNSS SFP MODULE | 5490 | 50% | 2745
3KC49040AA | CA-ANTENNA CABLE(60M)FOR GNSS SFP MODULE | 2196 | 50% | 1098
3KC49041AA | CA-ANTENNA CABLE (10M)FOR GNSS SFP MODLE | 934 | 50% | 467
3KC49050AB | 16IIKIT-PSS16II SHELF KIT (1XSHELF 1XFAN | 15680 | 50% | 7840
3KC49050AC | PSS16II AC/DC SHELFKIT (AC/DC SHELF 16FA | 11975 | 50% | 5987.5
3KC49050AD | PSS16II AC/DC SHLFKIT LP W/16FAN2C 16UP2 | 12160 | 50% | 6080
3KC49050BB | KIT 16IISHELF(1XSHLF,FAN,16UP2,AIRFLTR) | 15680 | 50% | 7840
3KC49050BC | KIT 16IISHLF AC/DC (SHLFAN 16UP2 ARFLTR) | 11976 | 50% | 5988
3KC49050BD | KIT16IISHLF AC/DC LP(SHLFAN2C16UP2 FLTR) | 12160 | 50% | 6080
3KC49100AA | 16FAN2C - FAN UNIT- PSS16II LP | 3816 | 50% | 1908
3KC49105AA | 8DC30T2-DCPF30A PSS8 FULLTMG TH W/O BITS | 3629 | 50% | 1814.5
3KC49160AB | 12P120 10G, 12 PROG PORTS, 2 RTUS | 16640 | 50% | 8320
3KC49161AB | 12P120 10G,12 PROG PORTS,6 RTUS | 23984 | 50% | 11992
3KC49170AA | PTPIOC IEEE1588V2 PTP BIDI OTC INTF CARD | 6394 | 50% | 3197
3KC49200AA | 11QPA4B - 11G TRANSPONDER (4X10GE CLNT) | 18581 | 50% | 9290.5
3KC49210AB | AA2DONWB -AMP 2-DIR W/O WT 44CH W APR | 23992 | 50% | 11996
3KC49220AB | OSCTAPR -OSC TERMINATION W/O WT W APR | 8264 | 50% | 4132
3KC49230AA | SFDC8A - STATIC FLTR DWDM CMPCT 8CH (A) | 8387 | 50% | 4193.5
3KC49230AB | SFDC8B - STATIC FLTR DWDM CMPCT 8CH (B) | 8387 | 50% | 4193.5
3KC49230AC | SFDC8C - STATIC FLTR DWDM CMPCT 8CH (C) | 8387 | 50% | 4193.5
3KC49230AD | SFDC8D - STATIC FLTR DWDM CMPCT 8CH (D) | 8387 | 50% | 4193.5
3KC49230AE | SFDC8E - STATIC FLTR DWDM CMPCT 8CH (E) | 8387 | 50% | 4193.5
3KC49240AA | 8P20 - 8XANY 10G TRIB 6XANY MUX | 12365 | 50% | 6182.5
3KC49753AAAA | PRE-STAGING 1830PSS-8 STANDARD | 2302 | 50% | 1151
3KC49753ABAA | PRE-STAGING 1830PSS-8 EXTRA TEST | 555 | 50% | 277.5
3KC49753ACAA | PRE-STAGING 1830PSS-8 EXTRA TEMP | 1386 | 50% | 693
3KC49753ADAA | PRE-STAGING 1830PSS-8 EXTRA TIME | 6182 | 50% | 3091
3KC49763AAAA | PRE-STAGING 1830PSS-16II STANDARD | 2516 | 50% | 1258
3KC49763ABAA | PRE-STAGING 1830PSS-16II EXTRA TEST | 2267 | 50% | 1133.5
3KC49763ACAA | PRE-STAGING 1830PSS-16II EXTRA TEMP | 3400 | 50% | 1700
3KC49763ADAA | PRE-STAGING 1830PSS-16II EXTRA TIME | 2267 | 50% | 1133.5
3KC49801AA | PSS8 -8ECBNK - EQUIPCONTROLLER BLNK | 89.6 | 50% | 44.8
3KC49802AA | 8DCBNK - DC POWER FILTER BLANK-PSS-8 | 81.92 | 50% | 40.96
3KC49803AA | AIR FILTER BLANK-PSS8 | 24.32 | 50% | 12.16
3KC49812AA | PSS8 INST KIT-19IN EIA | 1006.08 | 50% | 503.04
3KC49814AA | PSS8 INST KIT-23IN ANSI | 1044.48 | 50% | 522.24
3KC49822AA | CA-DC POWER CABLE_DC 3.6M_ANGLED (PSS8) | 192 | 50% | 96
3KC49822AB | CA-DC POWER CABLE_DC 10M_ANGLED (PSS8) | 457 | 50% | 228.5
3KC49822AC | CA-DC POWER CABLE_DC 20M_ANGLED (PSS8) | 856 | 50% | 428
3KC49823AA | CA-RACK ALARM CABLE | 62 | 50% | 31
3KC49824AA | CA-RACK LAMP CABLE | 34 | 50% | 17
3KC49825AA | CA-CRAFT | 35 | 50% | 17.5
3KC49926AA | AIR FILTER - PSS8 | 55.04 | 50% | 27.52
3KC49946AA | 8CVR -PSS8 FRONT COVER | 129.28 | 50% | 64.64
3KC50001AA | 16DCBNK - DC POWER FILTER BLANK-PSS16II | 172.8 | 50% | 86.4
3KC50011AC | PSS16II INST KIT-19IN 4-POST AC/DC | 1196 | 50% | 598
3KC50012AB | 16INST19 - PSS16II INST KIT-19IN EIA | 2240 | 50% | 1120
3KC50012AC | PSS16II INST KIT-19IN 2-POST AC/DC | 1144 | 50% | 572
3KC50013AC | PSS16II INST KIT-21IN AC/DC | 1078 | 50% | 539
3KC50014AB | 16INST23 - PSS16II INST KIT-23IN ANSI | 2246 | 50% | 1123
3KC50014AC | PSS16II INST KIT-23IN AC/DC | 1267 | 50% | 633.5
3KC50021AA | PSS16II CA-DC POWER CABLE_LEFT 3.6M | 628.48 | 50% | 314.24
3KC50021AB | PSS16II CA-DC POWER CABLE_LEFT 10M | 1254.4 | 50% | 627.2
3KC50021AC | PSS16II CA-DC POWER CABLE_LEFT 20M | 2419.2 | 50% | 1209.6
3KC50022AA | PSS16II CA-DC POWER CABLE_RIGHT 3.6M | 629.76 | 50% | 314.88
3KC50022AB | PSS16II CA-DC POWER CABLE_RIGHT 10M | 1256.96 | 50% | 628.48
3KC50022AC | PSS16II CA-DC POWER CABLE_RIGHT 20M | 2540.8 | 50% | 1270.4
3KC50023AA | CA-AC POWER SUPPLY CABLE_CHINA 16A(5M) | 783 | 50% | 391.5
3KC50023AB | CA-AC PWR SUPPLY CABLE-NORTH AMERICA 16A | 887 | 50% | 443.5
3KC50023AC | CA-AC PWR SPLY CA-CONTINENTAL EUROPE 16A | 887 | 50% | 443.5
3KC50023AD | CA-AC POWER SUPPLY CABLE_UK/IRELAND 16A | 783 | 50% | 391.5
3KC50025AA | CA-DC POWER CABLE, PSS16II | 1513 | 50% | 756.5
3KC50040AB | 16AF2 - PSS16II AIR FILTER | 134.4 | 50% | 67.2
3KC50122AB | 16CVR2 - PSS16II FRONT COVER KIT | 490 | 50% | 245
3KC50122AC | 16CVR2 - PSS16II FRONT COVER KIT | 490 | 50% | 245
3KC50130AA | AC/DC RECTIFIER PLUGGABLE MODULE | 1721.5 | 50% | 860.75
3KC50131AA | AC/DC SHELF - SINGLE | 2087 | 50% | 1043.5
3KC50132AA | AC/DC SHELF - DUPLEX | 4956 | 50% | 2478
3KC50133AA | AC/DC SHLF SET SNGL(INC 1XSHF-SNGL,2XRCT | 6260 | 50% | 3130
3KC50134AA | AC/DC SHLF SET DUPLEX(INC 1XSHF-DPLX,4XR | 13301 | 50% | 6650.5
3KC50135AA | AC/DC SHF INST KIT-19IN EIA | 313 | 50% | 156.5
3KC50138AA | AC/DC SHF INST KIT-23IN ANSI | 313 | 50% | 156.5
3KC50248AB | AIR DEFLECTOR (1830PSS4/8) | 115 | 50% | 57.5
3KC50285AA | 16DCAPT-DCPWR FLTR ADPTR PSS-16II AC SHF | 43 | 50% | 21.5
3KC50322AA | 30AN300 - 30X10G SFP+ CLIENT CARD | 82612 | 50% | 41306
3KC50330AA | PSS-24X MULTI FUNCTION CARD | 2592 | 50% | 1296
3KC50335AA | CCC-CENTRAL CLOCK AND CONTROLLER | 9813 | 50% | 4906.5
3KC50388AA | PSS-24X POWER SUPPLY FILTER | 5774 | 50% | 2887
3KC50429AB | PSS-24X FAN TRAY | 7650 | 50% | 3825
3KC50486AA | PSS-24X TEMP. AND PRESSURE SENSOR CARD | 720 | 50% | 360
3KC50567AA | CABLE - HOUSEKEEPING IN (DSUB) 30M | 441.6 | 50% | 220.8
3KC50568AA | CABLE- HOUSEKEEPING OUT (DSUB) 30M | 441.6 | 50% | 220.8
3KC50569AA | CABLE- REMOTE ALARM (DSUB) 30M | 439.04 | 50% | 219.52
3KC50570AB | CABLE- RACK LAMPS OUT RACK LED (DSUB) 3M | 220.16 | 50% | 110.08
3KC50572AA | CA PSS24XPSS24XRKLMPSDAYZCHN(DSUBDSUB)3M | 122 | 50% | 61
3KC50573AA | CA PSS24XPSS36XRKLMPSDAYZCHN(DSUBDSUB)3M | 122 | 50% | 61
3KC50574AA | CA-TEMP PRESS SENSOR | 93 | 50% | 46.5
3KC50611AA | PSS-24X ANSI RACK INSTALLATION KIT | 2505 | 50% | 1252.5
3KC50625AA | PSS-24X ANSI LOWER COMPLETE AIR BAFFLE | 901 | 50% | 450.5
3KC50629AA | PSS-24X ANSI MIDDLE COMPLETE AIR BAFFLE | 654 | 50% | 327
3KC50699AA | PSS-24X SUBRACK BLANK ANSI | 783 | 50% | 391.5
3KC50701AA | CABLE - GROUND CABLE 3M | 400.64 | 50% | 200.32
3KC59819AC | IO SLOT BLANK CARD | 350 | 50% | 175
3KC59925AA | 4UC400 - 4X100G UPLINK | 180000 | 50% | 90000
3KC60153AA | 30SE300 - 30X X10GE L2 | 95000 | 50% | 47500
3KC60165AA | 6SE300 - 100GE L2 | 98000 | 50% | 49000
3KC60191AA | 10AN400 - 10/40/100G ANYRATE CARD | 104378 | 50% | 52189
3KC60223AA | PSS24X SHELF, MFC24X AND TPSC24X | 80000 | 50% | 40000
3KC60346AA | 2UC400 - 2 CARRIER UPLINK (UNRESTRICTED) | 570000 | 50% | 285000
3KC60351AA | PSS24X AIR FILTER | 549 | 50% | 274.5
3KC60352AAAA | ESWL - RTU LIC 1830PSS-24X 100G CAP | 12960 | 50% | 6480
3KC60353AAAA | ESWL - RTU LIC 1830PSS-24X 100G CAP GMRE | 8040 | 50% | 4020
3KC60354AAAA | ESWL - RTU LIC 1830PSS-24X 200G PORT | 194400 | 50% | 97200
3KC60371AAAA | PRE-STAGING 1830PSS-24X STANDARD | 2515 | 50% | 1257.5
3KC60372AAAA | PRE-STAGING 1830PSS-24X EXTRA TEST | 2267 | 50% | 1133.5
3KC60373AAAA | PRE-STAGING 1830PSS-24X EXTRA TEMP | 3400 | 50% | 1700
3KC60374AAAA | PRE-STAGING 1830PSS-24X EXTRA TIME | 2267 | 50% | 1133.5
3KC60428AA | 20AN80 - 20X 10G/SUB10G MULTIRATE CARD | 31000 | 50% | 15500
3KC60474AA | SC24T - SWITCH CARD 24T | 30732 | 50% | 15366
3KC60555AA | PSS24X MONITOR PORTS COVER REPAIR KIT | 312 | 50% | 156
3KC60557AA | PSS24X POWER SUPPLY FILTER (HIGHPWR 70A) | 6500 | 50% | 3250
3KC61010AB | 10AN1T- 10X100G/4X200GBE/2X400GBE CLIENT | 645900 | 50% | 322950
3KC61026AA | 8UC1T - 8-PORT 100G/200G UPLINK | 260000 | 50% | 130000
3KC61074AA | 4UC1T - 4X200G/250G 2x300G/400G UPLINK | 130000 | 50% | 65000
3KC67010AB | RP15 CONVENTIONAL RAMAN PUMP 1.5W C | 422142 | 50% | 211071
3KC67011AB | RP15O CONVENTIONAL RAMAN PUMP 1.5W OSC C | 443142 | 50% | 221571
3KC67033AA | TX ROPA CASSETTE PUMP2 LOW TEMP | 62343.79 | 50% | 31171.895
3KC67044AB | ROP-20 CONVENTIONAL ROPA PUMP 2W C | 407862 | 50% | 203931
3KC67046AA | OSCU CONVERTER UNIT | 78000 | 50% | 39000
3KC67051AA | EROP-20 ENHANCED ROPA PUMP 2W F | 463710 | 50% | 231855
3KC67052AA | EROP-30 ENHANCED ROPA PUMP 3W F | 490360 | 50% | 245180
3KC67058AA | ADF60 ARMORED DISTRIBUTION FRAME F | 14414 | 50% | 7207
3KC67058AB | ADF60 ARMORED DISTRIBUTION FRAME C | 14414 | 50% | 7207
3KC67061AAAA | ESWP 1830 LX OA R1.1 | 115 | 50% | 57.5
3KC68345AA | 1830 PHOTONIC SERVICE DEMARCATION PSD-DC | 6780 | 50% | 3390
3KC69418AA | PSI-2T 2-POST RACK 23IN EIA INSTALL KIT | 320 | 50% | 160
3KC69418AB | PSI-2T 2-POST RACK 19IN EIA INSTALL KIT | 326 | 50% | 163
3KC69418AC | PSI-M 2 POST RACK 23IN EIA INSTALL KIT | 928 | 50% | 464
3KC69418AD | PSI-M 2 POST RACK 19IN EIA INSTALL KIT | 882 | 50% | 441
3KC69659AA | S2AD200R-1X100G/200G OT RGNL UNRESTRICTD | 170346 | 50% | 85173
3KC69661AA | 1830PSS32 DUST PLUG KIT | 109 | 50% | 54.5
3KC69751AA | IRDM20-20D ROADM SWG AMP | 399360 | 50% | 199680
3KC69751AB | IRDM20-20D ROADM SWG AMP LP | 399360 | 50% | 199680
3KC69754AA | 1830 VWM DCM TLU/PMU INDOOR SHELF DC | 2205 | 50% | 1102.5
3KC69755AA | 1830 VWM DCM TLU/PMU INDOOR SHELF AC | 2362.5 | 50% | 1181.25
3KC69756AA | 1830VWM DCM 6CH CPRI7 TLU/PMU MOD REC | 49560 | 50% | 24780
3KC69757AA | 1830 VWM DCM 6CH CPRI7 TLU/PMU MOD RE | 49560 | 50% | 24780
3KC69758AA | 1830VWM DCM 6CH CPRI3 TLU/PMU MODUL REC | 18900 | 50% | 9450
3KC69759AA | 1830 VWM DCM 6CH CPRI3 TLU/PMU MOD RE | 18900 | 50% | 9450
3KC69760AA | 1830VWM DCM 6CH CPRI7 TLU/PMU OUTDOOR DC | 56100 | 50% | 28050
3KC69761AA | 1830VWM DCM 6CH CPRI7 TLU/PMU OUTDOOR AC | 56100 | 50% | 28050
3KC69762AA | 1830VWM DCM 6CH CPRI3 TLU/PMU OUTDOOR DC | 27000 | 50% | 13500
3KC69763AA | 1830VWM DCM 6CH CPRI3 TLU/PMU OUTDOOR AC | 27000 | 50% | 13500
3KC69764AA | 1830 VWM DCM TLU/PMU INDOOR SLOT FILLER | 242.6 | 50% | 121.3
3KC69765AA | 1830VWM DCM TLU/PMU OUTDOOR BACK-MNT KIT | 450 | 50% | 225
3KC69766AA | 1830VWM DCM TLU/PMU OUTDOOR SIDE-MNT KIT | 450 | 50% | 225
3KC69767AA | 1830VWM DCM TLU/PMU INDOOR MOUNT KIT | 210 | 50% | 105
3KC69768AA | VWM DCM TLU/PMU DEBUG CABLE, 3M | 84 | 50% | 42
3KC69769AA | 1830 VWM DCM TLU/PMU AC POWER CABLE, 3M | 210 | 50% | 105
3KC69770AA | 1830 VWM DCM TLU/PMU DC POWER CABLE, 5M | 231 | 50% | 115.5
3KC69771AA | 1830 VWM DCM TLU/PMU INDOOR FAN UNIT | 651 | 50% | 325.5
3KC69791AA | 1830 VWM PMUD21A 21CH DWDM PMU, BAND-A | 22710 | 50% | 11355
3KC69791AB | 1830 VWM PMUD21B 21CH DWDM PMU, BAND-B | 22710 | 50% | 11355
3KC69791AC | 1830 VWM PMUD21C 21CH DWDM PMU, BAND-C | 22710 | 50% | 11355
3KC69791AD | 1830 VWM PMUD21D 21CH DWDM PMU, BAND-D | 22710 | 50% | 11355
3KC69794AA | 1830 VWM BMU-P PLUGGABLE FILTER | 7000 | 50% | 3500
3KC69795AA | 1830 VWM BMU-P CHASSIS | 1100 | 50% | 550
3KC69796AA | SFD-96 96 CHANNEL OPTICAL MUX/DEMUX | 12000 | 50% | 6000
3KC69797AA | IPREAMP-BOOSTER/PRE-AMP FOR IROADM | 78387 | 50% | 39193.5
3KC69819AA | OPSB5 - MULTIPORT OPSB CARD | 17715 | 50% | 8857.5
3KC69823AA | D5X500Q 500G MUX/UL, 5CL, SUBSEA | 1099338 | 50% | 549669
3KC69831AA | OPS PROTECTION CARD FOR TX_ RX, OSM-DSV | 9000 | 50% | 4500
3KC69929AA | PSS-32 BACKPLANE CONNECTOR COVER W/ TOOL | 384 | 50% | 192
3KC69939AA | ASWG-L AMP SWITCHED GAIN EDFA L-BAND | 113280 | 50% | 56640
3KC69993AA | S2AD200H- 1X100G/200G OT HP UNRESTRICTED | 200407 | 50% | 100203.5
3KC69994AA | PSS-32 BACKPLANE CONNECTOR COVERS (2) | 10 | 50% | 5
3KC70045AAAA | ESWL-DFC12 100GB PORT 100G MODE LIFE | 5803 | 50% | 2901.5
3KC70046AAAA | ESWL-DFC12 100GB PORT 200G MODE LIFE | 4352 | 50% | 2176
3KC70047AAAA | ESWL-DFC12 100GB PORT 300G MODE LIFE | 2901 | 50% | 1450.5
3KC70048AAAA | ESWL-DFC12 100GB PORT 400G MODE LIFE | 1451 | 50% | 725.5
3KC70049AAAA | ESWL-DFC12 100GB PORT 500G MODE LIFE | 139264 | 50% | 69632
3KC70050AAAA | ESWL - RTU 100G LONG HAUL LIFE | 104448 | 50% | 52224
3KC70051AAAA | ESWL-RTU 100G REGIONAL LIFE | 69632 | 50% | 34816
3KC70053AAAA | ESWL-DFM6 400GB PORT 400G MODE LIFE | 3760 | 50% | 1880
3KC70054AAAA | ESWL-RTU CLIENTPORT ETHERNET | 3482 | 50% | 1741
3KC70055AAAA | ESWL-D5X500Q UNIDIR REGEN MODE MONTH | 4004 | 50% | 2002
3KC70056AAAA | ESWL-D5X500Q UNIDIR REGEN MODE LIFE | 3760 | 50% | 1880
3KC70057AAAA | ESWL-RTU CLIENTPORT GENERIC | 3760 | 50% | 1880
3KC70064AAAA | ESWL-ALIEN 12.5GHZ MONTH | 725 | 50% | 362.5
3KC70084AA | MVACF MULTI VARIABLE ATTENUATOR FLEXGRID | 7698 | 50% | 3849
3KC70096AA | SHELF COVER LATCH REPAIR KIT 14.2MM HEAD | 672 | 50% | 336
3KC70100AAAA | ESWL-ALIEN 12.5GHZ LIFE | 17408 | 50% | 8704
3KC70111AA | TLU-200 10CH TRANSLATION LINE UNIT | 25000 | 50% | 12500
3KC70162AA | 1830VWM TYPE 2 FAN UNIT | 1200 | 50% | 600
3KC70163AA | IRDM32 - 32D ROADM SWG C-BAND | 599040 | 50% | 299520
3KC70186AA | RA4P C BAND RAMAN AMPLIFIER - 4 PUMPS | 108800 | 50% | 54400
3KC70203AA | 1830VWM TYPE 2 FAN UNIT DUST FILTER | 200 | 50% | 100
3KC70234AA | MCS1615 MULTICASTSWITCH 16-DEG 15-PORTS | 151680 | 50% | 75840
3KC70245AA | SFD 10CH A VARIANT, LM, CH(60-51) | 6500 | 50% | 3250
3KC70254AA | 1830VWM 1RU TYPE 3 19IN RACK MOUNT BRKT | 55 | 50% | 27.5
3KC70254AC | 1830VWM 1RU TYPE 3 23IN WECO RK MT BRKT | 75 | 50% | 37.5
3KC70254AD | 1830VWM 1RU TYPE 3 23IN EIA RK MT BRKT | 75 | 50% | 37.5
3KC70270AA | SHELF 19IN, 0.5RU, 2 SLOTS, TYPE II | 150 | 50% | 75
3KC70281AA | SHELF 21IN, 0.5RU, 2 SLOTS, TYPE II | 150 | 50% | 75
3KC70282AA | SHELF 23 IN, 0.5RU, 2 SLOTS, TYPE II | 150 | 50% | 75
3KC70293AA | SHELF 21IN, 0.5RU, 4 SLOTS, TYPE II | 129 | 50% | 64.5
3KC70294AA | SHELF 23 IN, 0.5RU, 4 SLOTS, TYPE II | 129 | 50% | 64.5
3KC70341AA | DCM - SMF 10KM, LATENCY MATCHED,CT | 8450 | 50% | 4225
3KC70342AA | IRDM32L - 32D ROADM SWG L-BAND | 898560 | 50% | 449280
3KC70366AA | S4X400H 4X100G OT SUBSEA UNRESTRICTED | 643484 | 50% | 321742
3KC70424AA | OMDCL C+L OPTICAL MUX/DEMUX, OTDR | 104248 | 50% | 52124
3KC70514AA | MCS1615L MULTICSTSWTCH 16DEG 15PRT L-BAN | 176800 | 50% | 88400
3KC70591AA | ESRE EXTENSION SHELF RANGE EXTENDER | 1984 | 50% | 992
3KC70641AA | 1ETY100 CARRIER ETH QSFP28 UPLINK 1X100G | 14464 | 50% | 7232
3KC70676AA | S4X400H 4X100G OT UNRESTRICTED | 484611 | 50% | 242305.5
3KC70692AA | MLFSB MPO-LC BREAKOUT SHUFFLE | 12193 | 50% | 6096.5
3KC70693AA | ASG AMPLIFIER SWITCHED GAIN EDFA | 55782 | 50% | 27891
3KC70693AB | ASGLP AMPLIFIER SWITCHED GAIN EDFA LP | 55782 | 50% | 27891
3KC70767AA | 1830VWM FIBER JUMPER, SIMPLEX BI (420MM) | 45 | 50% | 22.5
3KC70803AA | S5AD400H 4X100G 1X400G OT UNRESTRICTED | 116053 | 50% | 58026.5
3KC70817AA | S5AD400H 4X100G 1X400G OT RESTRICTED | 98645 | 50% | 49322.5
3KC70869AA | IR9 - REGIONAL 9D ROADM SWG AMP | 184817 | 50% | 92408.5
3KC70869AB | IR9LP - REGIONAL 9D ROADM SWG AMP LP | 184817 | 50% | 92408.5
3KC70930AAAA | ESWL-DD2M4 100GB PORT 100G MODE MONTH | 4352 | 50% | 2176
3KC70931AAAA | ESWL-DD2M4 100GB PORT 200G MODE MONTH | 2901 | 50% | 1450.5
3KC70932AAAA | ESWL-DD2M4 100GB PORT 400G MODE MONTH | 1451 | 50% | 725.5
3KC70933AAAA | ESWL-DD2M4 400GB PORT 400G MODE MONTH | 104448 | 50% | 52224
3KC70934AAAA | ESWL-DD2M4 100GB PORT 100G MODE LIFE | 69632 | 50% | 34816
3KC70936AAAA | ESWL-DD2M4 100GB PORT 400G MODE LIFE | 5803 | 50% | 2901.5
3KC70937AAAA | ESWL-DD2M4 400GB PORT 400G MODE LIFE | 4352 | 50% | 2176
3KC70938AAAA | ESWL-S5AD400H UNIDIR REGEN MODE MONTH | 2901 | 50% | 1450.5
3KC70939AAAA | ESWL-S5AD400H UNIDIR REGEN MODE LIFE | 1451 | 50% | 725.5
3KC70942AAAA | ESWL-DFC12 UNIDIR REGEN MODE MONTH | 69632 | 50% | 34816
3KC70943AAAA | ESWL-DFC12 UNIDIR REGEN MODE LIFE | 34816 | 50% | 17408
3KC70950AAAA | ESWL-8UC1T SPARE | 1451 | 50% | 725.5
3KC70954AAAA | ESWL-DFC12 100GB PORT 100G MODE MONTH | 6528 | 50% | 3264
3KC70955AAAA | ESWL-DFC12 100GB PORT 200G MODE MONTH | 156672 | 50% | 78336
3KC70956AAAA | ESWL-DFC12 100GB PORT 300G MODE MONTH | 4352 | 50% | 2176
3KC70957AAAA | ESWL-DFC12 100GB PORT 400G MODE MONTH | 2901 | 50% | 1450.5
3KC70958AAAA | ESWL-DFC12 100GB PORT 500G MODE MONTH | 1451 | 50% | 725.5
3KC70959AAAA | ESWL-DFC12 SPARE | 104448 | 50% | 52224
3KC70960AAAA | ESWL-DFM6 SPARE | 69632 | 50% | 34816
3KC70961AAAA | ESWL-DD2M4 SPARE | 34816 | 50% | 17408
3KC70967AAAA | ESWL-2UC400 100GB PORT 100G MONTH | 8704 | 50% | 4352
3KC70968AAAA | ESWL-2UC400 100GB PORT 200G MONTH | 1306 | 50% | 653
3KC70974AAAA | ESWL-2UC400 100GB PORT 100G LIFE | 208896 | 50% | 104448
3KC70975AAAA | ESWL-2UC400 100GB PORT 200G LIFE | 31334 | 50% | 15667
3KC70976AAAA | ESWL-DFM6 UNIDIR REGEN MODE MONTH | 5803 | 50% | 2901.5
3KC70977AAAA | ESWL-DFM6 UNIDIR REGEN MODE LIFE | 4352 | 50% | 2176
3KC70978AAAA | ESWL-DD2M4 UNIDIR REGEN MODE MONTH | 2901 | 50% | 1450.5
3KC70984AAAA | ESWL-RTU OLPS 50G S5AD400 MONTHLY | 1306 | 50% | 653
3KC70985AAAA | ESWL-S5AD400H 100GB PORT 100G MODE MONTH | 2901 | 50% | 1450.5
3KC70986AAAA | ESWL-S5AD400H 100GB PORT 200G MODE MONTH | 4352 | 50% | 2176
3KC70987AAAA | ESWL-S5AD400H 100GB PORT 300G MODE MONTH | 5803 | 50% | 2901.5
3KC70988AAAA | ESWL-S5AD400H 100GB PORT 400G MODE MONTH | 6528 | 50% | 3264
3KC70989AAAA | ESWL-S5AD400H 400GB PORT 400G MODE MONTH | 31334 | 50% | 15667
3KC70990AAAA | ESWL-S5AD400H 100GB PORT 100G MODE LIFE | 69632 | 50% | 34816
3KC70991AAAA | ESWL-S5AD400H 100GB PORT 200G MODE LIFE | 104448 | 50% | 52224
3KC70992AAAA | ESWL-S5AD400H 100GB PORT 300G MODE LIFE | 139264 | 50% | 69632
3KC70993AAAA | ESWL-S5AD400H 100GB PORT 400G MODE LIFE | 156672 | 50% | 78336
3KC70994AAAA | ESWL-S5AD400H 400GB PORT 400G MODE LIFE | 4352 | 50% | 2176
3KC70995AAAA | ESWL-4UC1T 100GB PORT 200G MODE MONTH | 2901 | 50% | 1450.5
3KC70996AAAA | ESWL-4UC1T 100GB PORT 300G MODE MONTH | 1451 | 50% | 725.5
3KC70997AAAA | ESWL-4UC1T 100GB PORT 400G MODE MONTH | 104448 | 50% | 52224
3KC70998AAAA | ESWL-4UC1T 100GB PORT 200G MODE LIFE | 69632 | 50% | 34816
3KC70999AAAA | ESWL-4UC1T 100GB PORT 300G? MODE LIFE | 34816 | 50% | 17408
3KC71000AAAA | ESWL-4UC1T 100GB PORT 400G MODE LIFE | 3760 | 50% | 1880
3KC71001AAAA | ESWL-8UC1T 100GB PORT 100G MODE MONTH | 3760 | 50% | 1880
3KC71002AAAA | ESWL-8UC1T 100GB PORT 200G MODE MONTH | 3760 | 50% | 1880
3KC71003AAAA | ESWL-8UC1T 100GB PORT 100G MODE LIFE | 3760 | 50% | 1880
3KC71004AAAA | ESWL-8UC1T 100GB PORT 200G MODE LIFE | 3760 | 50% | 1880
3KC71006AAAA | ESWL-4UC1T SPARE | 96000 | 50% | 48000
3KC71007AAAA | ESWL-D5X500 SPARE | 99844 | 50% | 49922
3KC71009AAAA | ESWL-2UC400 SPARE | 107346 | 50% | 53673
3KC71011AAAA | ESWL-S5AD400 SPARE | 35401 | 50% | 17700.5
3KC71012AAAA | ESWL-GENERIC 12.5GHZ LIFE | 31334 | 50% | 15667
3KC71013AAAA | ESWL-GENERIC 12.5GHZ MONTH | 1306 | 50% | 653
3KC71053AA | ASC4L -AMPLIFIED SPLITTER/COMBINER LBAND | 103560 | 50% | 51780
3KC71058AA | MXN824L CONTENTIONLESS WSS8D24PRTS LBAND | 522080 | 50% | 261040
3KC71142AAAA | SWPL 1830PSS-8/16II/16/32 R13.0.0 | 77 | 50% | 38.5
3KC71145AAAA | SWP KIT 1830PSS SWDM R13.0.0 | 115 | 50% | 57.5
3KC71152AAAA | SWP 1830PSS ECE R13.0.0 | 115 | 50% | 57.5
3KC71264AAAA | SWPL 1830PSS-8/16II/16/32 R13.0.4 | 77 | 50% | 38.5
3KC71270AA | S6AD600E ENCRYPTION UNRESTRICTED | 378000 | 50% | 189000
3KC71272AAAA | SWP KIT 1830PSS SWDM R13.0.4 | 115 | 50% | 57.5
3KC71294AA | MEC2L CONTROLLER KIT - 1830 R13.0 | 3277 | 50% | 1638.5
3KC71294AB | MEC2L CONTROLLER KIT - 1830 R13.0.4 | 3277 | 50% | 1638.5
3KC71294AC | MEC2L CONTROLLER KIT - 1830 R13.1 | 3277 | 50% | 1638.5
3KC71441AAAA | SWPL 1830PSS-8/16II/16/32 R13.1.0 | 77 | 50% | 38.5
3KC71446AAAA | SWP KIT 1830PSS SWDM R13.1.0 | 115 | 50% | 57.5
3KC73611AAAA | NFM-T ENHANCED DB 4VCPU | 10601 | 50% | 5300.5
3KC73612AAAA | NFM-T 2 CPU EMBEDDED OS ENHANCEMENT | 593.66 | 50% | 296.83
3KC73640AAAA | NFM-T STANDARD LP | 110 | 50% | 55
3KC73641AAAA | NFM-T HIGH AVAILABILITY LP | 22 | 50% | 11
3KC73669AAAA | ESWL NFM-T 19 STANDARD BASE | 77000 | 50% | 38500
3KC73716AAAA | ESWL NFM-T 20 APPLICATION ONLY BASE LIC | 77000 | 50% | 38500
3KC76608AAAA | NSP 17: NRC-T STANDARD BASE | 371035 | 50% | 185517.5
3KC76610AAAA | NRC - TRANSPORT - SRS | 1 | 50% | 0.5
3KC76611AAAA | NRC - TRANSPORT - SRS (NAR ONLY) | 1 | 50% | 0.5
3KC76612AAAA | NSP 17: NSD-NRC STANDARD TRANSPORT LP | 110 | 50% | 55
3KC76613AAAA | NSP 17: NSD-NRC HIGH AVAIL TRANSPORT LP | 22 | 50% | 11
3KC76616AAAA | NRC-T 18 STANDARD BASE | 399980 | 50% | 199990
3KC76617AAAA | NRC STANDARD TRANSPORT LP | 110 | 50% | 55
3KC76625AAAA | ESWL NRC-T 19 STANDARD BASE | 399980 | 50% | 199990
3KC76635AAAA | ESWL NRC-T 20 STANDARD BASE | 399980 | 50% | 199990
3KC79613AA | CE-A WIRELESS ACCESS ADAPTOR | 200 | 50% | 100
3KC79645AAAA | ESWL PSD WORK ORDER LICENSE | 1000 | 50% | 500
3KC79646AAAA | ESWL WAVELITE WORK ORDER LICENSE | 2000 | 50% | 1000
3KC79647AAAA | ESWL PSI WORK ORDER LICENSE | 4000 | 50% | 2000
3KC79684AAAA | ESWL CE-S R18.12 PSD SERVER LICENSE | 30000 | 50% | 15000
3KC79685AAAA | ESWL CE-S R18.12 WAVELITE SERVER LICENSE | 50000 | 50% | 25000
3KC79686AAAA | ESWL CE-S R18.12 PSI SERVER LICENSE | 50000 | 50% | 25000
3KC79687AAAA | ESWL CE-S R18.12 PSS SERVER LICENSE | 30000 | 50% | 15000
3KC79689AAAA | ESWL PSS WORK ORDER LICENSE | 1000 | 50% | 500
3KC79708AAAA | ESWL CE-S UNLIMITED PSD ANNUAL FEE | 2000 | 50% | 1000
3KC79709AAAA | ESWL CE-S UNLIMITED WAVELITE ANNUAL FEE | 40000 | 50% | 20000
3KC79710AAAA | ESWL CE-S UNLIMITED PSI ANNUAL FEE | 40000 | 50% | 20000
3KC79711AAAA | ESWL CE-S UNLIMITED PSS ANNUAL FEE | 20000 | 50% | 10000
3KC81709AA | FANM - PSI-M FAN ASSEMBLY | 768 | 50% | 384
3KC81741AA | DA2C4 100G/200G MODULE | 204800 | 50% | 102400
3KC81764AA | CA-PSI DC POWER CABLE (4M) | 896 | 50% | 448
3KC81770AA | PSI-M SHELF KIT (2XMEC2 5XFANM 3XBLANK) | 38400 | 50% | 19200
3KC81775AC | MEC2L - EQUIPT CONTROLLER HP - PSI-L | 3200 | 50% | 1600
3KC81780AA | PSI-M SLOT BLANK | 247 | 50% | 123.5
3KC81791AA | PSI-M SHELF CHASSIS | 29384 | 50% | 14692
3KC81801AA | DFC12E ENCRYPTION SUBSEA UNRESTRICTED | 1168640 | 50% | 584320
3KC81830AA | KIT-EXT MNTG BRKTS 24-36IN MNTG RANGE | 340 | 50% | 170
3KC81868AA | DA2C4E 100G/200G MODULE WITH ENCRYPTION | 204800 | 50% | 102400
3KC81890AA | DFC12 TERRESTRIAL UNRESTRICTED | 826752 | 50% | 413376
3KC81972AA | MEC2 - PSI-M MEC2 REPLACEMENT KIT | 6400 | 50% | 3200
3KC82061AA | M-BLANK2 PSI-M DOUBLE WIDE BLANK | 4768 | 50% | 2384
3KC82164AAAA | SWP 1830PSI-M R5.0 | 115 | 50% | 57.5
3KC82190AAAA | SWP 1830 PSI-M R4.0.5 | 115 | 50% | 57.5
3KC82219AAAA | ESWP 1830PSI-M R5.0.4 | 115 | 50% | 57.5
3KC82231AA | SFM6E ENCRYPTION UNRESTRICTED | 375000 | 50% | 187500
3KC86714AB | WAVELITE METRO 200 AND F2B FAN | 46393.6 | 50% | 23196.8
3KC86714BA | WAVELITE METRO 200 NE AND F2B FAN | 46393.6 | 50% | 23196.8
3KC86715AB | WAVELITE METRO 200 W/ OPS AND F2B FAN | 50176 | 50% | 25088
3KC86715BA | WAVELITE METRO 200 NE W/OPS AND F2B FAN | 50176 | 50% | 25088
3KC86716AB | WAVELITE ACCESS 200 AND F2B FAN | 32750 | 50% | 16375
3KC86716BA | WAVELITE ACCESS 200 NE AND F2B FAN | 32750 | 50% | 16375
3KC86724AB | WAVELITE DC PSU 400W F2B | 757.02 | 50% | 378.51
3KC86725AB | WAVELITE AC PSU 400W F2B | 1507.34 | 50% | 753.67
3KC86727AB | WAVELITE AC PSU 120W ENH | 632 | 50% | 316
3KC86735AB | FAN UNIT WAVELITE METRO/ACCESS 200 F2B | 644.41 | 50% | 322.205
3KC86776AAAA | ESWP WL METRO 20 R1.1 APPL. | 115.2 | 50% | 57.6
3KC86781AB | BLANK FOR PSU 400W F2B | 409 | 50% | 204.5
3KC86813AA | SLIDING RAIL RACK MOUNTING KIT | 323.32 | 50% | 161.66
3KC86823AAAA | ESWP WL METRO/ACCESS 200 R1.3 APPL. | 115 | 50% | 57.5
3KC90213AA | PSILMFC MULTI-FUNCTION CARD PSI-L | 5760 | 50% | 2880
3KC90235AA | PSI-L 8-SLOT CHASSIS | 10880 | 50% | 5440
3KC90259AA | PSI-L FAN | 1024 | 50% | 512
3KC90291AA | PSI-L 8-SLOT SHELF KIT | 17920 | 50% | 8960
3KC90297AA | PSILPFDC - DC POWER SUPPLY PSI-L | 5989 | 50% | 2994.5
3KC90300AA | PSI-L MEC2 CONTROLLER BLANK | 122 | 50% | 61
3KC90320AA | PSI-L 8-SLOT CABLE BRACKET ASSEMBLY | 90 | 50% | 45
3KC90328AA | PSI-L POWER SUPPLY BLANK | 122 | 50% | 61
3KC90374AA | PSI-L 8L 19IN 2-POST EIA INSTALLATION KI | 426 | 50% | 213
3KC90375AA | PSI-L 8L 23IN RACK INSTALLATION KIT | 422 | 50% | 211
3KC90395AA | PSILPFAC - AC POWER SUPPLY PSI-L | 1261 | 50% | 630.5
3KC90774AB | 1830 TPS-24 PWR CABLE W/GOLD PLATING | 180 | 50% | 90
3KC90818AA | CA-CS FIBER JUMPER, 420MM | 115 | 50% | 57.5
3KC90818AB | CA-CS FIBER JUMPER, 1.4M | 115 | 50% | 57.5
3KC90818AC | CA-CS FIBER JUMPER, 3.5M | 125 | 50% | 62.5
3KC90945AA | CA_OD N-F TO SMA-M (IP BOOT) 50OHM 0.5M | 204 | 50% | 102
3KC90946AA | CA_OD GROUNDING CABLE 0.5M | 50 | 50% | 25
3KC90970AA | GNSS ANTENNA AND MOUNTING KIT | 2117 | 50% | 1058.5
3KC90971AA | CA_OD TNC-M TO N-M 50OHM 10M | 580 | 50% | 290
3KC90971AB | CA_OD TNC-M TO N-M 50OHM 60M | 1869 | 50% | 934.5
3KC90972AA | CA_OD TNC-M TO N-F 50OHM 10M | 564 | 50% | 282
3KC90973AA | RF SURGE PROTECTOR (N-F TO N-M) | 130 | 50% | 65
3KC91737AA | 32EC2 CONTROLLER KIT - OLS R2.0 | 6400 | 50% | 3200
3KC91737AB | 32EC2 CONTROLLER KIT - OLS R2.1 | 6400 | 50% | 3200
3KC91738AA | MEC2L CONTROLLER KIT - OLS R2.0 | 3277 | 50% | 1638.5
3KC91738AB | MEC2L CONTROLLER KIT - OLS R2.1 | 3277 | 50% | 1638.5
3KC95005AAAA | ESWL WSO - TRANSPORT - SRS | 1.1 | 50% | 0.55
3KC95006AAAA | WSO - TRANSPORT SRS (NAR ONLY) | 1 | 50% | 0.5
3KC95007AAAA | ESWL WSO STANDARD TRANSPORT LP | 200 | 50% | 100
3KC95008AAAA | ESWL WSO 20 STANDARD BASE | 300000 | 50% | 150000
3TD00011AA | XPSF8 - POWER SUPPLY FILTER PSS-8X | 5200 | 50% | 2600
3TD00014AA | XMFC - MULTI FUNCTION CARD | 6000 | 50% | 3000
3TD00019AA | 20MX80 - 20 X 10/SUB 10G CLIENT | 27000 | 50% | 13500
3TD00026AA | 20AX200 - 20 X 10G CLIENT/UPLINK | 27000 | 50% | 13500
3TD00030AA | XCEC8-CLOCK AND EQUIPMENT CONTROL PSS-8X | 7500 | 50% | 3750
3TD00055AA | XST1T6 - 1.6T OTN SWITCH FABRIC | 12000 | 50% | 6000
3TD00070AA | XFAN8 - FAN MODULE PSS-8X | 3800 | 50% | 1900
3TD00072AA | PSS8X - SHELF PSS-8X | 32000 | 50% | 16000
3TD00096AA | 1UX100 - 1 X 100G COHERENT UPLINK | 45000 | 50% | 22500
3TD00123AA | IOC-BLANK | 441 | 50% | 220.5
3TD00124AB | XTIC-BLANK | 90 | 50% | 45
3TD00128AA | XSSC - SHELF SENSOR CARD | 950 | 50% | 475
3TD00287AA | PSS12X - SHELF PSS-12X | 69000 | 50% | 34500
3TD00343AA | IO SLOT DIVIDER | 150 | 50% | 75
3TD00358AA | PSS-8X SHELF KIT | 39000 | 50% | 19500
3TD00451AA | XFAN12 - FAN MODULE PSS-12X | 6800 | 50% | 3400
3TD00470AA | DUST FILTER SPARE PART PSS-8X | 620 | 50% | 310
3TD00483AA | XST4T8 - 4.8T OTN SWITCH FABRIC | 18000 | 50% | 9000
3TD00493AA | 2UX200 - 2X100G / 1X200G COHERENT UPLINK | 71000 | 50% | 35500
3TD00528AA | PSS-12X SLOT DIVIDER TOOL | 108 | 50% | 54
3TD00555AA | XCEC12 - CLOCK AND EQUIP CONTROL PSS-12X | 12000 | 50% | 6000
3TD00579AA | 4MX200 - 2X 100G/4X 40G CLIENT | 38000 | 50% | 19000
3TD00626AAAA | ESWL - RTU LIC 1830PSS-8X 100G CAP | 12960 | 50% | 6480
3TD00627AAAA | ESWL - RTU LIC 1830PSS-8X 100G CAP GMRE | 8040 | 50% | 4020
3TD00664AA | PSS12X - SHELF KIT PSS-12X (OTN) | 81000 | 50% | 40500
3TD00742AA | DUST FILTER SPARE PART PSS-12X | 950 | 50% | 475
3TD09046AA | XPSF8 - POWER SUPPLY FILTER PSS-8X ANSI | 5201 | 50% | 2600.5
3TD10013AA | RACK LAMP OUT RALED | 95 | 50% | 47.5
3TD10014AA | RACK LAMPS DAISY CHAIN CABLE | 90 | 50% | 45
3TD10021AA | AIR INLET ANSI PSS-8X | 307 | 50% | 153.5
3TD10023AA | CA - HK IN/OUT LENGHT 10 METERS | 303 | 50% | 151.5
3TD10023AB | CA - HK IN/OUT LENGHT 30 METERS | 741 | 50% | 370.5
3TD10025AA | XPSF12 - POWER SUPPLY FILTER PSS-12X | 7500 | 50% | 3750
3TD10030AA | CA - REMOTE ALARM CABLE | 314 | 50% | 157
3TD10040AA | ANSI SNBF RACK KIT 23IN PSS8X | 1800 | 50% | 900
3TD10041AA | ANSI SHELF KIT (MECHA) PSS-8X | 1323 | 50% | 661.5
3TD10064AA | EIA SHELF KIT 19 INCHES (MECHA) | 1323 | 50% | 661.5
3TD10065AA | AIR OUTLET EIA PSS-8X | 300 | 50% | 150
3TD10078AA | KIT- EIA FRONT COVER KIT 19 INCHES | 3010 | 50% | 1505
3TD10126AA | ANSI SHELF KIT (MECHA) PSS-12X | 8928 | 50% | 4464
3TD10128AA | ANSI RACK MECHANICAL KIT | 1164 | 50% | 582
8DG07796AA | MA-COMPLETE SHELF | 87 | 50% | 43.5
8DG07796AAAA | MECHANICAL ADAPTER GUIDE | 87 | 50% | 43.5
8DG08361AC | CA-INVENTORY CABLE(NAR) (0.92M),SHIELDED | 81 | 50% | 40.5
8DG08381AAAA | SFP / XFP EXTRACTOR | Custom Bid | 0% | Custom Bid
8DG08782BA | 20X1GE PACKET MODULE V2 (1S) | 19710 | 50% | 9855
8DG08785BA | 2X10GE PACKET MODULE V2 (1S) | 22950 | 50% | 11475
8DG08785BAXX | 2X10GE PACKET MODULE V2 (1S) | 22950 | 50% | 11475
8DG08935AA | KIT-MATRIX MEMORY KIT | 1480 | 50% | 740
8DG08935AAXX | MATRIX MEMORY KIT | 1480 | 50% | 740
8DG08936AA | MATRIX UPDATE TOOL AND INSTRUCTION KIT | 424 | 50% | 212
8DG08936AAXX | MATRIX UPDATE TOOL AND INSTRUCTION KIT | 424 | 50% | 212
8DG09195AA | ALARM PANEL | 913 | 50% | 456.5
8DG09216AAXX | DB9 - COAX TIMING ADAPTER AND CONNECTOR | Custom Bid | 0% | Custom Bid
8DG09811AA | HSLADA-HALF SLOT ADAPTER | 156.16 | 50% | 78.08
8DG09825AA | RACK COVER 1U | 128 | 50% | 64
8DG09825AAAA | RACK COVER 1U | 128 | 50% | 64
8DG09826AA | RACK COVER 2U | 135 | 50% | 67.5
8DG09826AAAA | RACK COVER 2U | 135 | 50% | 67.5
8DG09888AA | 10X10GE PACKET MODULE (1S) | 99792 | 50% | 49896
8DG10010AA | SHELF 5.5KW UPGRADE KIT FOR GENTRU/BYPAS | 389 | 50% | 194.5
8DG16694ABAA | DUST FILTER FOR NEW AIR DEFLECTOR | 404 | 50% | 202
8DG25694AAAA | KIT-16 SFP CAGE CAPS WITH FIBER PARK | 59 | 50% | 29.5
8DG25938AC | 4X2.5G, 8X155/622M SYNC OPTICAL (REQ. SF | 3200 | 50% | 1600
8DG26141ABXX | 1X10G SYNC OPTICAL (REQ. XFP) (1/2S) | 5368 | 50% | 2684
8DG59240AA | User Interface Panel | 1200 | 50% | 600
8DG59240AAXX | USER INTERFACE PANEL | 1200 | 50% | 600
8DG59242BA | DC POWER FILTER (70A) W/ V MONITORING | 4064 | 50% | 2032
8DG59242BAXX | DC POWER FILTER (70A) W/ V MONITORING | 4064 | 50% | 2032
8DG59242BB | DC POWER FILTER (50A) W/ V MONITORING | 4064 | 50% | 2032
8DG59242BBXX | DC POWER FILTER (50A) W/ V MONITORING | 4064 | 50% | 2032
8DG59242BC | DC POWER FILTER (30A) W/ V MONITORING | 4064 | 50% | 2032
8DG59242BCXX | DC POWER FILTER (30A) W/ V MONITORING | 4064 | 50% | 2032
8DG59242BD | DC POWER FILTER (20A) W/ V MONITORING | 4064 | 50% | 2032
8DG59242BDXX | DC POWER FILTER (20A) W/ V MONITORING | 4064 | 50% | 2032
8DG59242BE | DC POWER FILTER (60A) W/ V MONITORING | 4064 | 50% | 2032
8DG59242BEXX | DC POWER FILTER (60A) W/ V MONITORING | 4064 | 50% | 2032
8DG59243AB | High Power PSS-32 Fan Tray | 3133 | 50% | 1566.5
8DG59243ABXX | HIGH POWER PSS-32 FAN TRAY | 3133 | 50% | 1566.5
8DG59245AB | AHPHG - HPOWER HGAIN DWDM AMPLIFIER | 30011 | 50% | 15005.5
8DG59247AA | Enhanced Optical Protection Switch Pack | 11610 | 50% | 5805
8DG59247AAXX | ENHANCED OPTICAL PROTECTION SWITCH PACK | 11610 | 50% | 5805
8DG59247AB | ENHANCED OPS PACK, NON-LATCHING | 14615 | 50% | 7307.5
8DG59247ABXX | ENHANCED OPS PACK, NON-LATCHING | 14615 | 50% | 7307.5
8DG59248AA | OEM-44 CHANNEL OPTICAL MUX/DEMUX | 24567.62 | 50% | 12283.81
8DG59248AAXX | 44 CHANNEL OPTICAL MUX/DEMUX | 16409.6 | 50% | 8204.8
8DG59319AB | CENTRALOFFICESHELF-PSS32,325MMDEPTH(Z25) | 9504 | 50% | 4752
8DG59320AA | OEM-AIR FILTER | 210 | 50% | 105
8DG59320AAXX | AIR FILTER | 210 | 50% | 105
8DG59348AA | MA- COMPLETE FRONT COVER | 432 | 50% | 216
8DG59348AAXX | CO SHELF COVER - LARGE -(PSS-32) | 432 | 50% | 216
8DG59354AA | MA-BLANK USER PANEL FACEPLATE ASSEMBLY | 47 | 50% | 23.5
8DG59354AAXX | USER PANEL BLANK | 47 | 50% | 23.5
8DG59417AA | KIT-DCM SHELF KIT (19In EIA) | 513 | 50% | 256.5
8DG59417AAXX | KIT-DCM SHELF KIT (19 INCH EIA) | 513 | 50% | 256.5
8DG59417AB | KIT-DCM SHELF KIT (ANSI/ETSI) | 966 | 50% | 483
8DG59417ABXX | KIT-DCM SHELF (ANSI/ETSI) | 966 | 50% | 483
8DG59418AA | MA-FULL SLOT BLANK | 117.3 | 50% | 58.65
8DG59418AAXX | FULL SLOT BLANK | 121.6 | 50% | 60.8
8DG59419AA | MA-HALF SLOT BLANK | 86.82 | 50% | 43.41
8DG59419AAXX | HALF SLOT BLANK | 144.64 | 50% | 72.32
8DG59420AA | MA-EQUIPMENT CONTROLLER BLANK | 120 | 50% | 60
8DG59420AAXX | EQUIPMENT CONTROLLER BLANK | 99.84 | 50% | 49.92
8DG59421AA | MA-TIMING INTERFACE BLANK | 60 | 50% | 30
8DG59421AAXX | TIMING INTERFACE BLANK | 60 | 50% | 30
8DG59423AA | DCM010 - 10km DCM | 2712 | 50% | 1356
8DG59423AAXX | DCM - SMF 10KM | 2712 | 50% | 1356
8DG59424AA | DCM020 - 20km DCM | 3042 | 50% | 1521
8DG59424AAXX | DCM - SMF 20KM | 3042 | 50% | 1521
8DG59424AB | OEM-DCM - TWRS 20 KM | 9430.2 | 50% | 4715.1
8DG59424ABXX | DCM - TWRS 20 KM | 9430.2 | 50% | 4715.1
8DG59424AC | OEM-DCM - ELEAF 20 KM | 5642 | 50% | 2821
8DG59424ACXX | DCM - ELEAF 20 KM | 5642 | 50% | 2821
8DG59425AA | DCM030 - 30km DCM | 3894 | 50% | 1947
8DG59425AAXX | DCM - SMF 30KM | 3894 | 50% | 1947
8DG59426AA | DCM040 - 40km DCM | 4417 | 50% | 2208.5
8DG59426AAXX | DCM - SMF 40KM | 4417 | 50% | 2208.5
8DG59426AB | OEM-DCM - TWRS 40 KM | 11292.6 | 50% | 5646.3
8DG59426ABXX | DCM - TWRS 40 KM | 11292.6 | 50% | 5646.3
8DG59426AC | OEM-DCM - ELEAF 40 KM | 7686 | 50% | 3843
8DG59426ACXX | DCM - ELEAF 40 KM | 7686 | 50% | 3843
8DG59427AA | DCM050 - 50km DCM | 5077 | 50% | 2538.5
8DG59427AAXX | DCM - SMF 50KM | 5077 | 50% | 2538.5
8DG59428AA | DCM060 - 60km DCM | 5772 | 50% | 2886
8DG59428AAXX | DCM - SMF 60KM | 5772 | 50% | 2886
8DG59428AB | OEM-DCM - TWRS 60 KM | 12809.3 | 50% | 6404.65
8DG59428ABXX | DCM - TWRS 60 KM | 12809.3 | 50% | 6404.65
8DG59428AC | OEM-DCM - ELEAF 60 KM | 9561 | 50% | 4780.5
8DG59428ACXX | DCM - ELEAF 60 KM | 9561 | 50% | 4780.5
8DG59429AA | DCM070 - 70km DCM | 6518 | 50% | 3259
8DG59429AAXX | DCM - SMF 70KM | 6518 | 50% | 3259
8DG59430AA | DCM080 - 80km DCM | 6167 | 50% | 3083.5
8DG59430AAXX | DCM - SMF 80KM | 6167 | 50% | 3083.5
8DG59430AB | OEM-DCM - TWRS 80 KM | 14723.3 | 50% | 7361.65
8DG59430ABXX | DCM - TWRS 80 KM | 14723.3 | 50% | 7361.65
8DG59430AC | OEM-DCM - ELEAF 80 KM | 11206 | 50% | 5603
8DG59430ACXX | DCM - ELEAF 80 KM | 11206 | 50% | 5603
8DG59431AA | OEM-DCM SSMF 90km | 8000 | 50% | 4000
8DG59431AAXX | DCM - SMF 90KM | 8235 | 50% | 4117.5
8DG59432AA | DCM100 - 100km DCM | 8000 | 50% | 4000
8DG59432AAXX | DCM - SMF 100KM | 8775 | 50% | 4387.5
8DG59432AB | OEM-DCM - TWRS 100 KM | 14094 | 50% | 7047
8DG59432ABXX | DCM - TWRS 100 KM | 14094 | 50% | 7047
8DG59432AC | OEM-DCM - ELEAF 100 KM | 12732 | 50% | 6366
8DG59432ACXX | DCM - ELEAF 100 KM | 12732 | 50% | 6366
8DG59433AA | DCM - SMF 110KM | 9319 | 50% | 4659.5
8DG59433AAXX | DCM - SMF 110KM | 9319 | 50% | 4659.5
8DG59434AA | OEM-DCM SSMF 120km | 9897 | 50% | 4948.5
8DG59434AAXX | DCM - SMF 120KM | 9897 | 50% | 4948.5
8DG59434AB | OEM-DCM - TWRS 120 KM | 15795 | 50% | 7897.5
8DG59434ABXX | DCM - TWRS 120 KM | 15795 | 50% | 7897.5
8DG59434AC | OEM-DCM - ELEAF 120 KM | 14602 | 50% | 7301
8DG59434ACXX | DCM - ELEAF 120 KM | 14602 | 50% | 7301
8DG59435AA | OEM-DCM SSMF 130km | 10511 | 50% | 5255.5
8DG59435AAXX | DCM - SMF 130KM | 10511 | 50% | 5255.5
8DG59436AA | DCM - SMF 140KM | 11163 | 50% | 5581.5
8DG59436AAXX | DCM - SMF 140KM | 11163 | 50% | 5581.5
8DG59437AA | Static Filter DWDM 5 Channel (A Variant) | 10794 | 50% | 5397
8DG59437AAXX | STATIC FILTER DWDM 5 CHANNEL (A | 10794 | 50% | 5397
8DG59437AB | Static Filter DWDM 5 Channel (B Variant) | 10794 | 50% | 5397
8DG59437ABXX | STATIC FILTER DWDM 5 CHANNEL (B | 10794 | 50% | 5397
8DG59437AC | Static Filter DWDM 5 Channel (C Variant) | 10794 | 50% | 5397
8DG59437ACXX | STATIC FILTER DWDM 5 CHANNEL (C | 8100 | 50% | 4050
8DG59437AD | Static Filter DWDM 5 Channel (D Variant) | 10794 | 50% | 5397
8DG59437ADXX | STATIC FILTER DWDM 5 CHANNEL (D | 10794 | 50% | 5397
8DG59437AE | Static Filter DWDM 5 Channel (E Variant) | 10794 | 50% | 5397
8DG59437AEXX | STATIC FILTER DWDM 5 CHANNEL (E | 10794 | 50% | 5397
8DG59437AF | Static Filter DWDM 5 Channel (F Variant) | 10794 | 50% | 5397
8DG59437AFXX | STATIC FILTER DWDM 5 CHANNEL (F | 10794 | 50% | 5397
8DG59437AG | Static Filter DWDM 5 Channel (G Variant) | 10794 | 50% | 5397
8DG59437AGXX | STATIC FILTER DWDM 5 CHANNEL (G | 10794 | 50% | 5397
8DG59437AH | Static Filter DWDM 5 Channel (H Variant) | 10794 | 50% | 5397
8DG59437AHXX | STATIC FILTER DWDM 5 CHANNEL (H | 10794 | 50% | 5397
8DG59441AA | Static Filter CWDM 4 Channel (A Variant) | 7054 | 50% | 3527
8DG59441AAXX | STATIC FILTER CWDM 4 CHANNEL (A | 7054 | 50% | 3527
8DG59441AB | Static Filter CWDM 4 Channel (B Variant) | 7054 | 50% | 3527
8DG59441ABXX | STATIC FILTER CWDM 4 CHANNEL (B | 7054 | 50% | 3527
8DG59442AA | Static Filter CWDM 8 Channel | 9810.24 | 50% | 4905.12
8DG59442AAXX | STATIC FILTER CWDM 8 CHANNEL | 5130 | 50% | 2565
8DG59451BA | CA-POWER CABLE, RED | 468 | 50% | 234
8DG59451BAXX | CA-POWER CABLE, RED | 468 | 50% | 234
8DG59451BB | CA-POWER CABLE, BLUE | 468 | 50% | 234
8DG59451BBXX | CA-POWER CABLE, BLUE | 468 | 50% | 234
8DG59518AB | Flex Shelf Cover - EIA | 223 | 50% | 111.5
8DG59518ABXX | FLEX SHELF COVER | 223 | 50% | 111.5
8DG59535AA | MA-1U COVER ASSY | 115 | 50% | 57.5
8DG59535AAXX | CO SHELF BAFFLE COVER - (PSS-32) | 115 | 50% | 57.5
8DG59602AA | KIT-EIA FLEX SHELF KIT (19In EIA) | 1083 | 50% | 541.5
8DG59602AAXX | KIT-EIA FLEX SHELF (19 INCH EIA) | 1083 | 50% | 541.5
8DG59602AB | KIT-FLEX SHELF (23In ANSI WECO) | 1535 | 50% | 767.5
8DG59602ABXX | KIT-FLEX SHELF (23 INCH ANSI WECO) | 1535 | 50% | 767.5
8DG59603AA | KIT-OMD INSTALLATION KIT | 122 | 50% | 61
8DG59603AAXX | KIT-OMD INSTALLATION KIT | 122 | 50% | 61
8DG59604BA | INSTALL KIT PSS32 NAR(EIA/ANSI)W/ Z25 EX | 3024 | 50% | 1512
8DG59613AA | KIT-TOOL KIT | 870 | 50% | 435
8DG59613AAXX | KIT-TOOL KIT | 870 | 50% | 435
8DG59614AA | MA-LC FIBER REMOVAL TOOL | 90 | 50% | 45
8DG59614AAXX | MA-LC FIBER REMOVAL TOOL | 108 | 50% | 54
8DG59642AA | MA-1830ED HALF SLOT ADAPTER | 91.8 | 50% | 45.9
8DG59642AAXX | HALF SLOT ADAPTER (FILTER SLOT) | 80 | 50% | 40
8DG59713AA | MSC - 4G DUAL PORT PLUGGABLE ANYRATE (4. | 10500 | 50% | 5250
8DG59713AAXX | MSC - 4G DUAL PORT PLUGGABLE ANYRATE (4 | 10500 | 50% | 5250
8DG59720AAAA | ESWL-1830 PSS R1.0 SOFTWARE LICENSE FEE | 4000 | 50% | 2000
8DG59723AAAA | ESWL-WDM BLADE LICENSE POINT FEE | 300 | 50% | 150
8DG59724AA | EMA-1830 Y ADAPTER ASSEMBLY | 192 | 50% | 96
8DG59724AAXX | FOADM INVENTORY CABLE ADAPTER | 192 | 50% | 96
8DG59726AAAA | ESWL-TDM BLADE LICENSE POINT FEE | 300 | 50% | 150
8DG59727AAAA | ESWL-PHOTONICS VERS (A) ETH LP | 300 | 50% | 150
8DG59727ABAA | ESWL ETHERNET BLADE LIC. POINT FEE N-E | 256 | 50% | 128
8DG59729BAXX | CA-ETSI 1830 PWR CABLE ASSY, A FEED (3.6 | 592 | 50% | 296
8DG59747AAAA | ESWL-1354 PHM R6.0 UPGRADE | 19995 | 50% | 9997.5
8DG59841AA | 88 Channel Interleaver | 24624 | 50% | 12312
8DG59841AAXX | 88 CHANNEL INTERLEAVER | 12588.8 | 50% | 6294.4
8DG59841AB | 88 Channel Interleaver (unidirectional) | 14907 | 50% | 7453.5
8DG59841ABXX | 88 CHANNEL INTERLEAVER (UNIDIRECTIONAL) | 14907 | 50% | 7453.5
8DG59857AA | 44 Channel Opt. Mux/Demux - 50GHz offset | 20250 | 50% | 10125
8DG59857AAXX | 44 CHANNEL OPTICAL MUX/DEMUX - 50GHZ OFF | 16409.6 | 50% | 8204.8
8DG60017AAAA | ESWL-1830PSS EPT FIRST YEAR | 135000 | 50% | 67500
8DG60018AAAA | ESWL-1830PSS EPT FOLLOWING YEAR | 33750 | 50% | 16875
8DG60129AC | PSS32 EIA/NAR COVER EXTENDER KIT | 212 | 50% | 106
8DG60129ACXX | PSS32 EIA/NAR COVER EXTENDER KIT | 212 | 50% | 106
8DG60130AA | OMD COVER KIT (EIA) | 383 | 50% | 191.5
8DG60130AAXX | OMD COVER KIT (EIA) | 383 | 50% | 191.5
8DG60130AB | OMD COVER KIT (ANSI) | 383 | 50% | 191.5
8DG60130ABXX | OMD COVER KIT (ANSI) | 383 | 50% | 191.5
8DG60130AD | SFD 44 INSTALL KIT 19IN 4-POST W-COVER | 558 | 50% | 279
8DG60131AA | DCM COVER KIT (EIA) | 383 | 50% | 191.5
8DG60131AAXX | DCM COVER KIT (EIA) | 383 | 50% | 191.5
8DG60131AB | DCM COVER KIT (ANSI) | 383 | 50% | 191.5
8DG60131ABXX | DCM COVER KIT (ANSI) | 383 | 50% | 191.5
8DG60207AAAA | ESWL-1830 PSS WAVELENGTH TRACKER SOFTWAR | 5150 | 50% | 2575
8DG60207ABAA | ESWL 1830PSS WL TRACKER SW LIC FEE N-E | 4883 | 50% | 2441.5
8DG60210AA | Static Filter DWDM 8 Channel (A Variant) | 10580 | 50% | 5290
8DG60210AAXX | STATIC FILTER DWDM 8 CHANNEL (A VARIANT) | 10580 | 50% | 5290
8DG60210AB | Static Filter DWDM 8 Channel (B Variant) | 10580 | 50% | 5290
8DG60210ABXX | STATIC FILTER DWDM 8 CHANNEL - B VARIANT | 10580 | 50% | 5290
8DG60210AC | Static Filter DWDM 8 Channel (C Variant) | 10580 | 50% | 5290
8DG60210ACXX | STATIC FILTER DWDM 8 CHANNEL (C VARIANT) | 10580 | 50% | 5290
8DG60210AD | Static Filter DWDM 8 Channel (D Variant) | 10580 | 50% | 5290
8DG60210ADXX | STATIC FILTER DWDM 8 CHANNEL (D VARIANT) | 10580 | 50% | 5290
8DG60227AAAA | PRE-STAGING 1830PSS-16/32 STANDARD | 1903 | 50% | 951.5
8DG60227ABAA | PRE-STAGING 1830PSS-16/32 EXTRA TEST | 635 | 50% | 317.5
8DG60227ACAA | PRE-STAGING 1830PSS-16/32 EXTRA TEMP | 1903 | 50% | 951.5
8DG60227ADAA | PRE-STAGING 1830PSS-16/32 EXTRA TIME | 635 | 50% | 317.5
8DG60565HA | LATENCY MATCHED AM2318A LOW VAR GAIN AMP | 32562 | 50% | 16281
8DG60568AA | MESH EXTENSION PACK (EXTERNAL COUPLER CA | 27005 | 50% | 13502.5
8DG60568AAXX | MESH EXTENSION PACK (EXTERNAL COUPLER CA | 27005 | 50% | 13502.5
8DG60788AA | PDU BRIDGING/JUMPER KIT | 211 | 50% | 105.5
8DG60788AAXX | PDU BRIDGING/JUMPER KIT | 211 | 50% | 105.5
8DG60912HA | LATENCY MATCHED AM2125B MED VAR GAIN AMP | 32553 | 50% | 16276.5
8DG60953AAAA | ESWL-1830 PSS APPLICATION WDM GMPLS | 135 | 50% | 67.5
8DG60953ACAA | ESWL 1830PSS APPLICATION WDM GMPLS N-E | 128 | 50% | 64
8DG60968AA | 16GB EC FLASHCARD UPGRADE KIT (PSS-32) | 1671 | 50% | 835.5
8DG60968AAXX | 16GB EC FLASHCARD UPGRADE KIT (PSS-32) | 1671 | 50% | 835.5
8DG61092AAAA | ESWL-1830PSS SW LICENSE WAN ACCELERATION | 19744 | 50% | 9872
8DG61218AAAA | ESWL-1830PSS 100GPAYG LIC CERTIFICATE 2P | 69950 | 50% | 34975
8DG61285AB | 11OPE8 -CARRIER ETHERNET MUXOT,8X10GBE/O | 33280 | 50% | 16640
8DG61330AA | WTOCM-F WTOCM W/ FLEX CAPABILITY | 29531 | 50% | 14765.5
8DG61406AA | MSH8-FSM MESH 8D FIBSHUF ANSI | 66832 | 50% | 33416
8DG61406AC | MSH8-FSM MESH 8D FIBSHUF FOC | 68070 | 50% | 34035
8DG61416AAAA | ESWL-KMT LICENSE PER WAVELENGTH | 27000 | 50% | 13500
8DG61457AAAA | ESWL-ENCRYPTION LICENSE PER PORT | 81000 | 50% | 40500
8DG61487AA | PSS-32 Z25 EXT. SHELF COVER | 2057 | 50% | 1028.5
8DG61510AA | TAMPER RESISTANT LABEL KIT | 605 | 50% | 302.5
8DG61581AA | 11QCE12X-CARRIERETHRNTMUXOT4X10GBE/OTU2E | 23625 | 50% | 11812.5
8DG61839AA | WR20-TF - 1X20 TWIN FLEX WSS | 168924 | 50% | 84462
8DG61978AAAA | ESWL 1830PSS SWITCHED OTN NODAL SWLICUPG | 750 | 50% | 375
8DG61979AAAA | ESWL 1830CNV OTN/XOADM WT&NODAL SWLICUPG | 6000 | 50% | 3000
8DG61980AAAA | ESWL 1830PSS SWITCHED OTN NODAL SW LIC | 10000 | 50% | 5000
8DG61981AAAA | ESWL 1830 CNVG OTN/XOADM WT&NODAL SWLIC | 15000 | 50% | 7500
8DG61982AAAA | ESWL 1830PSS ILA/DGE WT&NODAL SW LIC UPG | 375 | 50% | 187.5
8DG61983AAAA | ESWL 1830PSS WDM XOADM WT&NODAL SWLICUPG | 3000 | 50% | 1500
8DG61984AAAA | ESWL 1830PSS ILA/DGE WT & NODAL SW LIC | 5000 | 50% | 2500
8DG61985AAAA | ESWL 1830PSS XOADM WT & NODAL SWLIC | 7500 | 50% | 3750
8DG62041AAAA | ESWL-1830PSS EPT PLUS USER 1YR | 270000 | 50% | 135000
8DG62145AB | MAINSHELFKIT-PSS32,HC FAN,325MDEPTH(Z25) | 14109 | 50% | 7054.5
8DG62146AB | EXTSHELF KIT-PSS32,HC FAN,325MDEPTH(Z25) | 13001 | 50% | 6500.5
8DG62367AA | 1RU INSTALLATION KIT | 162 | 50% | 81
8DG62413AA | PSC1-6 - PASSIVE SPLITTER/COMBINER | 17550 | 50% | 8775
8DG62423AA | 1RU COVER KIT | 111 | 50% | 55.5
8DG62445AB | IROADMV INTEGRATED ROADM BLADE W/ VG AMP | 112640 | 50% | 56320
8DG62471AA | 20P200 - 20X10G C/L PROGRAMMABLE CARD | 46523 | 50% | 23261.5
8DG62474AA | MCS8-16 MULTICASTSWITCH 8-DEG 16-PORTS | 77432.32 | 50% | 38716.16
8DG62496AA | A4PSWG HYBRID AMP 4 RP + SG EDFA | 154184 | 50% | 77092
8DG62497AA | AAR-8A AMP ARRAY 8-AMPS | 87885 | 50% | 43942.5
8DG62498AA | ASWG AMPLIFIER, SWITCHED GAIN EDFA | 69420 | 50% | 34710
8DG62498AB | ASWG AMPLIFIER, SWITCHED GAIN EDFA LP | 65820 | 50% | 32910
8DG62498AC | ASWG AMP SWITCHED GAIN EDFA INV PORT | 65820.16 | 50% | 32910.08
8DG62498AD | ASWG AMP SWITCHED GAIN EDFA LP INV PORT | 65820.16 | 50% | 32910.08
8DG62504AA | OTDR FOR FIBER CHARACTERIZATION | 55987.2 | 50% | 27993.6
8DG62519AA | WR20-TFM TWIN 1X20 W/ MPO CONNECTORS | 195802.88 | 50% | 97901.44
8DG62635AA | 32EC2 - HP EQUIPMENT CONTROLLER | 4864 | 50% | 2432
8DG62635CA | 32EC2 - EQUIPT CONTROLLER EM - PSS16II | 6400 | 50% | 3200
8DG62646AA | MPO CABLE NAR (3.5M) | 1350 | 50% | 675
8DG62646AB | MPO CABLE NAR (7M) | 1350 | 50% | 675
8DG62646AC | MPO CABLE NAR (10M) | 1496 | 50% | 748
8DG62646AD | MPO CABLE NAR (15M) | 1606 | 50% | 803
8DG62665AAAA | ESWL - RTU 260SCX2 200G MODE | 121500 | 50% | 60750
8DG62666AAAA | ESWL - RTU 260SCX2 100G MODE | 17550 | 50% | 8775
8DG62684AA | MSH8-FSM INSTALL KIT | 330 | 50% | 165
8DG62685AA | MSH8-FSM COVER KIT | 299 | 50% | 149.5
8DG62693AA | 10LC TO MPO FANOUT CABLE,MULTI-MODE,ANSI | 1248 | 50% | 624
8DG62734AA | MPO JUMPER (180MM) NAR - MCS TO AAR | 1290 | 50% | 645
8DG62734AB | MPO JUMPER (900MM) NAR - FOR DGE | 1301 | 50% | 650.5
8DG62736AA | MPO-APC LOOPBACK JUMPER | 315 | 50% | 157.5
8DG62753AA | MON-OCM - LINE MONITOR USED W/WTOCM | 2194 | 50% | 1097
8DG62768AA | ANSI LC APC LOW-LOSS (FOR OTDR) 3.5M | 42 | 50% | 21
8DG62768AB | ANSI LC APC LOW-LOSS (FOR OTDR) 7M | 46 | 50% | 23
8DG62803AAAA | Advanced Technology Access Fee | Custom Bid | 50% | #VALUE!
8DG62955AA | 12CE120 - 12X10GBE/OTU2E/DWDM L2 CARD | 46080 | 50% | 23040
8DG62993AA | 1CE100 - 1X100GBE L2 CARD | 39680 | 50% | 19840
8DG62993AB | 1CE100Q - 1X100GBE L2 CARD | 39680 | 50% | 19840
8DG63026AA | AWBILA WIDE BAND IN LINE AMPLIFIER | 185897 | 50% | 92948.5
8DG63027AA | AWBING WIDE BAND INGRESS AMPLIFIER | 172459 | 50% | 86229.5
8DG63028AA | AWBEGR WIDE BAND EGRESS AMPLIFIER | 179178 | 50% | 89589
8DG63029AA | RA5P WIDE BAND RAMAN AMPLIFIER- 5 PUMPS | 167979 | 50% | 83989.5
8DG63029AB | RA5PB WB RAMAN AMP 5 PUMPS W/ BACK REF | 180768 | 50% | 90384
8DG63043AAAA | ESWL-1830PSS PAYG 10GBPS EQUIV TPD10GEQ | 6433 | 50% | 3216.5
8DG63044AAAA | ESWL-1830PSS PAYG 10GBPS TRFC LIC EQUIV | 3235 | 50% | 1617.5
8DG63068AA | OTDRWB FOR FIBER CHARACTRZTION WIDE BAND | 78246 | 50% | 39123
8DG63100AA | WR20TFML TWIN X20 W/ MPO CONNECTORS L-BA | 225798 | 50% | 112899
8DG63101AA | MCS8-16L MULTICASTSWITCH 8DEG16 PORTS L- | 87349 | 50% | 43674.5
8DG63102AA | WTOCM-FL - WTOCM W/ FLEX CAPABILITY L-B | 45000 | 50% | 22500
8DG63207AA | S13X100R 100G MUX//XPDR/UPLINK (REGIONAL | 320000 | 50% | 160000
8DG63207AC | S13X100L 100G MUX/XPDR/UPLINK L-BAND | 379521 | 50% | 189760.5
8DG63211AA | 130SCUPH 100G UPLINK, FLEX COHERENT | 307200 | 50% | 153600
8DG63235AAAA | 1830PSS-CPB R8.0.0 DVD | 99 | 50% | 49.5
8DG63245BA | 9CH TRANSLATION LINE UNIT(TLU-RACKMOUNT) | 6593 | 50% | 3296.5
8DG63247BA | OPTICAL SUPERVISOR UNIT(OSU) | 6646 | 50% | 3323
8DG63249BA | 9CH PMU (UPPER BAND) | 11644 | 50% | 5822
8DG63249BB | 9CH PMU (LOWER BAND) | 12592 | 50% | 6296
8DG63249BC | 9CH PMU WITH POWER MONITORING(UPPERBAND) | 17150 | 50% | 8575
8DG63249BD | 9CH PMU WITH POWER MONITORING(LOWERBAND) | 17200 | 50% | 8600
8DG63264AA | MON-OTDR SIGNAL FILTERING CARD | 3300 | 50% | 1650
8DG63307AA | TLU/ OSU FAN UNIT | 600 | 50% | 300
8DG63322AA | TLU/ OSU FAN DUST FILTER | 200 | 50% | 100
8DG63365AA | MPO APC SHORT JUMPER-NAR,180MM | 648 | 50% | 324
8DG63365AB | MPO APC SHORT JUMPER-NAR,900MM | 650 | 50% | 325
8DG63365AC | MPO-MPO APC JUMPER-NAR (3.5M) | 650 | 50% | 325
8DG63365AD | MPO-MPO APC JUMPER-NAR (7M) | 685 | 50% | 342.5
8DG63365AE | MPO-MPO APC JUMPER-NAR (10M) | 715 | 50% | 357.5
8DG63365AF | MPO-MPO APC JUMPER-NAR (15M) | 788 | 50% | 394
8DG63373AAAA | SINGLECODE/MULTIPLEQTY PACK INSTRUCTION | 128 | 50% | 64
8DG63373ABAA | SINGLECODE/SINGLEQTY PACK INSTRUCTION | 128 | 50% | 64
8DG63373ADAA | BUNDLED HARDWARE PACKAGING INSTRUCTIONS | 128 | 50% | 64
8DG63526BA | 4CH TLU/PMU UPPER BAND A (1471..1531) | 13166 | 50% | 6583
8DG63526BB | 4CH TLU/PMU UPPER BAND B (1551..1611) | 13166 | 50% | 6583
8DG63526BC | 4CH TLU/PMU LOWER BAND A (1271..1331) | 13166 | 50% | 6583
8DG63526BD | 4CH TLU/PMU LOWER BAND B (1351..1411) | 13166 | 50% | 6583
8DG63541BA | 1830VWM 1RU TYPE 1 19IN RACK MOUNT BRKT | 320 | 50% | 160
8DG63541BC | 1830VWM 1RU TYPE 1 23IN WECO RK MT BRKT | 156 | 50% | 78
8DG63541BD | 1830VWM 1RU TYPE 1 23IN EIA RK MT BRKT | 363 | 50% | 181.5
8DG63541BE | PMU 19 IN RACK MOUNT | 156 | 50% | 78
8DG63541BG | PMU 23IN EIA/WECO RACK MOUNT BRACKET | 156 | 50% | 78
8DG63541CH | 1830 VWM 1RU TYPE 2 19 IN RACK MNT BRCKT | 210 | 50% | 105
8DG63541CK | 1830 VWM 1RU TYPE 2 23IN WECO RK MNT BKT | 150 | 50% | 75
8DG63541CL | 1830 VWM 1RU TYPE 2 23IN EIA RK MNT BKT | 270 | 50% | 135
8DG63560AA | TLU/PMU/OSU ETHERNET CABLE (SHORT) | 61.6 | 50% | 30.8
8DG63561AA | TLU/PMU FIBER JUMPER (280MM) | 99.3 | 50% | 49.65
8DG63561AB | OPT CABLE ASSY, SM, DUPLEX LC, 420MM | 41.6 | 50% | 20.8
8DG63561AC | OPT CABLE ASSY, SM, DUPLEX LC, 1.4M | 43.5 | 50% | 21.75
8DG63561AD | OPT CABLE ASSY, SM, DUPLEX LC, 3.5M | 45.8 | 50% | 22.9
8DG63562AA | TLU/PMU FIBER JUMPER (230MM) | 99.3 | 50% | 49.65
8DG63570AB | 1830VWM TLU/PMU/OSU DC INTERCONT PWR CBL | 68 | 50% | 34
8DG63582AAAA | ESWL - RTU 1UD200 200G MODE | 132000 | 50% | 66000
8DG63585AA | OPSFLEX OPTCL PROT SWITCH FLEX GRID | 11136 | 50% | 5568
8DG63616AA | DC POWER CABLE PSI | 244 | 50% | 122
8DG63726AA | MSH4-FSB FLEX STACKABLE FIBSHUF | 27136 | 50% | 13568
8DG63748AA | ATTENUATOR VALUE TBD UPON LINK TEST | 116 | 50% | 58
8DG63767AA | AAR2X8A AMP ARRAY 8-AMPS 2XMCS | 150636 | 50% | 75318
8DG63768AA | AAR2X8AL AMP ARRAY 8AMPS L-BAND 2XMCS | 176793 | 50% | 88396.5
8DG63780AAAA | ESWL - RTU 100G CAP HIGH CAPACITY | 240000 | 50% | 120000
8DG63781AAAA | ESWL - RTU 100G CAP EXTENDED REACH | 375000 | 50% | 187500
8DG63824AA | 4CH TLU/PMU BRACKET KIT(POLE/WALL) | 1040 | 50% | 520
8DG63829AA | 4CH TLU/PMU CARRYESES HANDLE KIT | 208 | 50% | 104
8DG63846AA | SUBBLLTX - SUB LINE LOADING TRANSMITTER | 448862 | 50% | 224431
8DG63857AA | 4CH TLU/PMU 12M AC NA POWER CABLE | 624 | 50% | 312
8DG63858AA | 4CH TLU/PMU 12M AC EU POWER CABLE | 624 | 50% | 312
8DG63860AA | 4CH TLU/PMU 12M DC POWER CABLE | 624 | 50% | 312
8DG63873AB | CONNECTOR KIT,1830VWM FULLAXS EXTENDED | 375 | 50% | 187.5
8DG63923AAAA | ESWL-1830VWM BLADE LICENSE POINT FEE | 270 | 50% | 135
8DG63940AA | SUBBLLTX - FAN TRAY | 9244 | 50% | 4622
8DG63941AA | SUBBLLTX - AIR FILTER | 202 | 50% | 101
8DG63950AA | D5X500L 500G MUX/UL,5CL,UNLOCKED(L-BAND) | 1099338 | 50% | 549669
8DG63973AA | IROADM9R REGIONAL 9D ROADM SWG AMP | 199680 | 50% | 99840
8DG63973AB | IROADM9R REGIONAL 9D ROADM SWG AMP LP | 199680 | 50% | 99840
8DG63974AA | 9CH TLU WITH MONITORING | 9830 | 50% | 4915
8DG63985AA | D5X500Q 500G MUX/UPLINK, 5CL, UNLOCKED | 845645 | 50% | 422822.5
8DG63990AG | DMP005 - DCM - POSITIVE 5 KM | 3622 | 50% | 1811
8DG63991AG | DMP010 - DCM - POSITIVE 10 KM | 3803 | 50% | 1901.5
8DG63992AG | DMP015 - DCM - POSITIVE 15 KM | 3984 | 50% | 1992
8DG63993AG | DMP020 - DCM - POSITIVE 20 KM | 4165 | 50% | 2082.5
8DG63994AG | DMP025 - DCM - POSITIVE 25 KM | 4346 | 50% | 2173
8DG63995AG | DMP030 - DCM - POSITIVE 30 KM | 4527 | 50% | 2263.5
8DG63996AG | DMP035 - DCM - POSITIVE 35 KM | 4708 | 50% | 2354
8DG63997AG | DMP040 - DCM - POSITIVE 40 KM | 4889 | 50% | 2444.5
8DG64015AA | OPS OPTICAL SWITCHING MODULE (OSM) | 7280 | 50% | 3640
8DG64029AA | OPTICAL PROTECTION SWITCH (OPS) SYESESST | 16640 | 50% | 8320
8DG64098AA | 12CE121 - 12X10GBE/1GBE L2 CARD | 39040 | 50% | 19520
8DG64137AA | RA2P-96 2-PUMP RMN 96CH NO MID-STG ACCES | 49710 | 50% | 24855
8DG64184AB | OTDRM -METRO OTDR FIBER CHARACTERIZATION | 46948 | 50% | 23474
PSS8KITB | PSS8 SHELF KIT-B W/EC, ANGLE PWR CABLES | 21021 | 50% | 10510.5

## NM
CODE / PN | PRODUCT / DESCRIPTION | COMMENTS | MPL (GLP) $USD
3HE16668AA | NSP Automation Package: Activation package for NSP Analytics Off-the-shelf Network and Service reports. Includes activation of data collection for non OAM reports, data import and aggregation. Validated OAM design and nodal implementation is a pre-requisite for OAM reports. Price per report. | Price per report | Custom Bid
3HE16680AA | NSP Automation Package: Service provisioning via router port interconnection with diversity constraints: • Link Layer Interconnect of router ports • Diversity constraints • Multiple realizations possible via router port to router port, LAG group and GMPLS UNI • Ready for multi-vendor | Price per NSP Instance | Custom Bid
3HE16679AA | NSP Automation Package: Router spare ports can be assigned to protection groups for failure restoration (1:N) against any link failures: • Router port • Optical client port • Link between router and optical switch | Price per NSP Instance | Custom Bid
3HE16669AA | NSP Automation Package: Automated optimize based on real-time dynamics collected from the network Using NSP for collecting LSP B/W utilization (gRPC for RSVP-TE and flow for SR-TE) and link latency values (TWAMP or ICMP Ping) | Price per NSP Instance | Custom Bid
3HE16664AA | NSP Automation Package: This use case enables OAM capabilities to allow operators to detect and isolate faults to maintain service availability and measuare quality of service attributes such as delay, jitter and packet loss. It includes the development of OAM adaptors and the configuration of OAM test policies for all required nodes. | Price per NSP Instance | Custom Bid
3HE16663AA | NSP Automation Package: This use case delivers telemetry (grpc) and data collection (snmp/accounting stats) for Nokia SR OS (Classic or MD management) and multi-vendor nodes (optional). It includes the development of adaptors and configuration of telemetry subscription / stats policies for all required nodes. | Price per NSP Instance | Custom Bid
3HE16360AA | NSP Automation Package: NE upgrade operation for multiple nodes | Price per NSP Instance | Custom Bid
3HE16359AA | NSP Automation Package: This use case suite provides closed loop use cases which can be used expand the network resources with the utilization growth. The scope of the use cases in this suite is for Nokia only. For any integration with 3rd party equipment requires Nokia evaluation for scoping purposes. Essentially, there are two variant of this use case: a) Dynamic LAG expansion: In this variant, NSP automatically discovers the links that exceeds a pre-defined threshol. For the detected links, NSP can select a free port, configure the port to meet the current LAG specification and then add the port to the LAG. The solution can send a notification via email to request the L0/L1configuration or integrated with an operator in house tool to do the configuration automatically. b) Card expansion: In this variant, NSP can analyse the usage of the ports in the network on a node by node basis to determine if any node is going to be out of port capacity. The ports are analysed on a per type basis. If ports of certain type are below a pre-defined threshold, NSP can trigger an action for an operator to order/install new cards. As a last action, NSP can automatically configure the card configuration once the card is installed | Price per NSP Instance | Custom Bid
3HE16358AA | NSP Automation Package: Migrate services from LDP to RSVP-TE &/or SR-TE tunnels | Price per NSP Instance | Custom Bid
3HE16356AA | NSP Automation Package: NE backup operation for multiple nodes | Price per NSP Instance | Custom Bid
3HE16355AA | NSP Automation Package: Automatic provisioning of regular operations such as: - New card - Bind of a new port to an existing L3 VPN - Creation of LAG and assignment of network ports - Creation of new SSH users - Password resets - Enable IP/MPLS - Deploy new protocols Bulk operations enablement via file-based input | Price per NSP Instance | Custom Bid
3HE16354AA | NSP Automation Package: This use case automates the configuration of an NE after initial commissioning of a device. Note that the network element must be discovered in NSP as a pre-requisite to start the Day 1 configuration. This use case can be executed automatically after Day 0 configuration has been applied (for NEs supporting ZTP) or manually for other Nokia NEs (7210, 7705 nodes) or multi-vendor devices. | Price per NSP Instance | Custom Bid
3HE16353AA | NSP Automation Package: Network Element commissioning automation Discovery through NSP MD and classical mediation NSP would be the "Source of Truth" for the NE configurations.. Delivery mechanism to push configurations to a file server for the NE to pull the initial configuration Automated addition of NEs into the Discovery profiles. Automated DHCP configurations Allows identifying the NEs that have been automatically commissioned Performed during initial activation of the device (once in the lifetime of an NE) | Price per NSP Instance | Custom Bid
3HE16352AA | NSP Automation Package: This use case includes operations performed on service objects. This use case requires custom workflow development and may require adaptor development (Nokia SR OS MD mode or multi-vendor NE). The use cases included in this suite are as follow • Bandwidth on demand for service endpoint • Bandwidth calendaring for service endpoint • Business Internet service Bandwidth on demand enables an operator to change the BW of a service which is typically achieved by applying a different QoS policy. Bandwidth calendaring for a service is used to enable a different BW for a certain time period. An example application of this UC is in financial sector where more BW may be needed for last days of the month. BW calendaring can also be setup for certain hours of the day (peak hours) Business internet service may be a simple one like an L3 interface or may require to provision a 3rd party device for E2E configuration | Price per NSP Instance | Custom Bid
3HE16351AA | NSP Automation Package: Service lifecycle automation for Composite services. | Price per NSP Instance | Custom Bid
3HE16345AA | NSP Automation Package: Discovery of existing E-Line, C-Line, E-LAN, L3 VPN, IES services using NSP Mediation layer Available for SROS. May require development for 3rd party IP (check NSP adaptor availability) May require augmented SF template (Blueprint to be developed) | Price per NSP Instance | Custom Bid
3HE16252BA | The NSP Platform Base is mandatory (quantity one) for all deployments of NSP (Operations, Programming and Control suites). It includes the core nspOS software components. It does NOT include a user interface, web applications, or any network mediation. For mediation, you must choose at least ONE of the following feature packages: (1) Classic Management, (2) Pluggable Network Adaptation or (3) Control and Visualization Starter feature packages. In a high availability or disaster recovery deployment for the Operations and/or Programming suite, buy the High Availability feature package. | This P/N is associated with a Lic. Key. | 80000
3HE16008AA | The NSP Transport Slice Operations feature package provides web-based views and tools for provisioning of 5G transport slices with visualization and assurance of 5G transport slices across the managed network elements. Provides and extends the NSP North bound REST API and includes integration with nspOS software components. Requires the NSP Platform Base and either the NSP Classic management and/or the NSP Pluggable Network Adaptation feature packages. On a new license or when adding a feature package to an existing license, the quantity ordered must match the total number of license points in the network. When license points are added to an existing network, matching quantities of all feature packages in the license need to be ordered along with the new license points. | per LP in network This P/N is associated with a Lic. Key. | 25
3HE11815GA | NSP 20 Classic Management Extended Software Support License Order quantity 1 (ONE) per NE requiring extended NE Software Support. Please refer to the NSP Compatibility Guide for the supported list of NEs. | This P/N is associated with a Lic. Key. | 10000
8DG43280AAAA | NFM-T (only) North America Region Software Release Subscription (SRS) This P/N is only to be used for customers in the North America Region (NAR) where event billings are required. As of NSP 17, the annual SRS is now mandatory. | PCP Costing Information is based on a per system value. | Custom Bid
8DG43056AAAA | NFM-T (only) Software Release Subscription (SRS) As of NSP 17, the annual SRS is now mandatory. | PCP Costing Information is based on a per system value. | Custom Bid
3KC95008AAAA | WaveSuite Optimizer (WSO) R20 Standard Base Product License. UPGRADES ARE ONLY SUPPORTED BY AN ANNUAL SOFTWARE RELEASE SUBSCRIPTION (SRS). | This /N is associated with a Lic. Key. | 320652
3KC95007AAAA | WaveSuite Optimizer (WSO) Standard License Point. Order this part number to receive the WSO Standard License Point. Please refer to the WSO Equipping Options to calculate quantity of license points. | This P/N is associated with a Lic. Key. | 213.768
3KC95006AAAA | ( WSO only) North America Region Software Release Subscription (SRS) This P/N is only to be used for customers in the North America Region (NAR) where event billings are required. As of NSP 17, the annual SRS is now mandatory. | PCP Costing Information is based on a per system value. | Custom Bid
3KC95005AAAA | ( WSO only) Software Release Subscription (SRS) As of NSP 17, the annual SRS is now mandatory. | PCP Costing Information is based on a per system value. | Custom Bid
3KC76635AAAA | Network Resource Controller-Transport (NRC-T) R20 Standard Base Product License. UPGRADES ARE ONLY SUPPORTED BY AN ANNUAL SOFTWARE RELEASE SUBSCRIPTION (SRS). | This /N is associated with a Lic. Key. | 320652
3KC76625AAAA | Network Resource Controller-Transport (NRC-T) R18 Standard Base Product License. UPGRADES ARE ONLY SUPPORTED BY AN ANNUAL SOFTWARE RELEASE SUBSCRIPTION (SRS). | This /N is associated with a Lic. Key. | 415660
3KC76617AAAA | Network Resource Controller - Transport (NRC-T) Standard License Point. Order this part number to receive the NRC-T Standard License Point. Please refer to the NSP License Point Catalogue. | This P/N is associated with a Lic. Key. | 118.76
3KC76617AAAA | Network Resource Controller - Transport (NRC-T) Standard License Point. Order this part number to receive the NRC-T Standard License Point. Please refer to the NSP License Point Catalogue. | This P/N is associated with a Lic. Key. | 118.76
3KC76617AAAA | Network Resource Controller - Transport (NRC-T) Standard License Point. Order this part number to receive the NRC-T Standard License Point. Please refer to the NSP License Point Catalogue. | This P/N is associated with a Lic. Key. | 118.76
3KC76617AAAA | Network Resource Controller - Transport (NRC-T) Standard License Point. Order this part number to receive the NRC-T Standard License Point. Please refer to the NSP License Point Catalogue. | This P/N is associated with a Lic. Key. | 118.76
3KC76617AAAA | Network Resource Controller - Transport (NRC-T) Standard License Point. Order this part number to receive the NRC-T Standard License Point. Please refer to the NSP License Point Catalogue. | This P/N is associated with a Lic. Key. | 118.76
3KC76611AAAA | NRC-T (only) North America Region Software Release Subscription (SRS) This P/N is only to be used for customers in the North America Region (NAR) where event billings are required. As of NSP 17, the annual SRS is now mandatory. | PCP Costing Information is based on a per system value. | Custom Bid
3KC76610AAAA | NRC-T (only) Software Release Subscription (SRS) As of NSP 17, the annual SRS is now mandatory. | PCP Costing Information is based on a per system value. | Custom Bid
3KC73716AAAA | Network Functions Manager-Transport (NFM-T) Standard Base Product License for Application only configs. This is where RHEL is not distributed as embedded and customer provides own RHEL OS. UPGRADES ARE ONLY SUPPORTED BY AN ANNUAL SOFTWARE RELEASE SUBSCRIPTION (SRS). | This P/N is associated with a Lic. Key. | 83132
3KC73669AAAA | Network Functions Manager-Transport (NFM-T) Standard Base Product License. UPGRADES ARE ONLY SUPPORTED BY AN ANNUAL SOFTWARE RELEASE SUBSCRIPTION (SRS). | This P/N is associated with a Lic. Key. | 83132
3KC73641AAAA | Network Functions Manager- Transport (NFM-T) High Availability License Point. Order this part number to receive the NFM-T High Availability License Point. NOTE- The order qty. is equal to the NFM-T Standard License Point value. | This PN is associated with a Lic. Key. | 23.752
3KC73641AAAA | Network Functions Manager- Transport (NFM-T) High Availability License Point. Order this part number to receive the NFM-T High Availability License Point. NOTE- The order qty. is equal to the NFM-T Standard License Point value. | This PN is associated with a Lic. Key. | 23.752
3KC73641AAAA | Network Functions Manager- Transport (NFM-T) High Availability License Point. Order this part number to receive the NFM-T High Availability License Point. NOTE- The order qty. is equal to the NFM-T Standard License Point value. | This PN is associated with a Lic. Key. | 23.752
3KC73640AAAA | Network Functions Manager- Transport (NFM-T) Standard License Point. Order this part number to receive the NFM-T Standard License Point. Please refer to the LIBRA Catalogue. NOTE- If you have High Availability, you will also need to purchase the same value of the High Availability License Points, reference P/N# 3KC73609AAAA. | This /N is associated with a Lic. Key. | 118.76
3KC73640AAAA | Network Functions Manager- Transport (NFM-T) Standard License Point. Order this part number to receive the NFM-T Standard License Point. Please refer to the LIBRA Catalogue. NOTE- If you have High Availability, you will also need to purchase the same value of the High Availability License Points, reference P/N# 3KC73609AAAA. | This /N is associated with a Lic. Key. | 118.76
3KC73640AAAA | Network Functions Manager- Transport (NFM-T) Standard License Point. Order this part number to receive the NFM-T Standard License Point. Please refer to the LIBRA Catalogue. NOTE- If you have High Availability, you will also need to purchase the same value of the High Availability License Points, reference P/N# 3KC73609AAAA. | This /N is associated with a Lic. Key. | 118.76
3KC73639AAAA | Network Functions Manager-Transport (NFM-T) Standard Base Product License. UPGRADES ARE ONLY SUPPORTED BY AN ANNUAL SOFTWARE RELEASE SUBSCRIPTION (SRS). | This P/N is associated with a Lic. Key. | 83132
3KC73612AAAA | Network Service Platform Transport Additional 2 CPU subscription for the embedded OS. Order this part number if NFM-T deployment requires more than 2 CPUs. One instance for each additional 2 CPUs should be ordered. Example configs where additional CPUs may require to be ordered are : 1. Deployment on a 4 CPU server 2. Deployment on distributed config of multiple servers for large systems | This P/N is associated with a Lic. Key. | 665.056
3KC73612AAAA | Network Service Platform Transport Additional 2 CPU subscription for the embedded OS. Order this part number if NFM-T deployment requires more than 2 CPUs. One instance for each additional 2 CPUs should be ordered. Example configs where additional CPUs may require to be ordered are : 1. Deployment on a 4 CPU server 2. Deployment on distributed config of multiple servers for large systems | This P/N is associated with a Lic. Key. | 665.056
3KC73612AAAA | Network Service Platform Transport Additional 2 CPU subscription for the embedded OS. Order this part number if NFM-T deployment requires more than 2 CPUs. One instance for each additional 2 CPUs should be ordered. Example configs where additional CPUs may require to be ordered are : 1. Deployment on a 4 CPU server 2. Deployment on distributed config of multiple servers for large systems | This P/N is associated with a Lic. Key. | 665.056
3KC73611AAAA | Network Service Platform Transport 4VCPU Database Enhancement. Order this part number if PLM have determined that the NFM-T config requires more than 4 VCPUs to be allocated to Oracle processing. This should normally only be required for configs with highly intensive performance monitoring processing. | This P/N is associated with a Lic. Key. | 11876
3KC73611AAAA | Network Service Platform Transport 4VCPU Database Enhancement. Order this part number if PLM have determined that the NFM-T config requires more than 4 VCPUs to be allocated to Oracle processing. This should normally only be required for configs with highly intensive performance monitoring processing. | This P/N is associated with a Lic. Key. | 11876
3KC73611AAAA | Network Service Platform Transport 4VCPU Database Enhancement. Order this part number if PLM have determined that the NFM-T config requires more than 4 VCPUs to be allocated to Oracle processing. This should normally only be required for configs with highly intensive performance monitoring processing. | This P/N is associated with a Lic. Key. | 11876
3HE16982AA | This use case provides the customization of alarm correlation rules for the Fault Management application in the Network Infrastructure Package. NSP ships with a set of correlation rules for SROS and Nokia Optical NE's managed via the classic interfaces. This UC allows the customer to provide customized correlation rules that supersede the standard set. NSP does not ship with any correlation rules for MD SROS and MV NE's. This UC allows for the development of correlation rules for these devices. The use case covers the development of 10 custom correlation rules. | Price per Qty. 10 custom correlation rules. | 60000
3HE16980BA | On line support for customers who develop their own automation artifacts and adaptors, or do their own OSS/API integration work. Automation Artifacts supported as part of this service: WFM, Intent Manager (future), XML Scripts, MV Adaptors. APIs supported: REST, RESTConf, Kafka. Premium service includes assignment of a dedicated SME. | Price per month | 25000
3HE16980AA | On line support for customers who develop their own automation artifacts and adaptors, or do their own OSS/API integration work. Automation Artifacts supported as part of this service: WFM, Intent Manager (future), XML Scripts, MV Adaptors. APIs supported: REST, RESTConf, Kafka. | Price per month | 18000
3HE16891AA | 5 day training: 2 day intro: architecture review and best practices, 3 days focused on customer requested single custom topic related to the development of automation artifacts or APIs Custom topics can be selected at the time of service ordering and captured in the proposal, Delivery is remote Scope of training: development of automation artifacts using WFM, MV Adaptor framework, Intent Manager (future) or REST/ RESTCONF/KAFKA APIs Class size of up to 10 people Remote instance of training software provided per attendee via Nokia cloud | Price per month | 35000
3HE16801AA | Defines the total number of Core Slices to be allowed to be activated by the solution. | This P/N is associated with a Lic. Key. | 80000
3HE16800AA | Virtual Networks Orchestration (VNO) Slice Library - URLLC slice library VNO Right to Use URLLC Library. Up to 2 Slice subnetwork designs included. Specific slice library that contains all the Network Slice Subnet templates (NSSTs) needed to fullfill Use Cases for a particular slice type. E.g "hard" slice with all PaCo comonents (AMF,SMF,UPF) dedicated per slice or "soft" slice where AMF is shared and SMF/UPF dedicated. Up to 2 slice subnet designs included in base offer. Additional slice designs outside initial scope should be quoted separately. | This P/N is associated with a Lic. Key. | 350000
3HE16799AA | Virtual Networks Orchestration (VNO) Slice Library - mmTC slice library VNO Right to Use mmTC Library. Up to 2 Slice subnetwork designs included. Specific slice library that contains all the Network Slice Subnet templates (NSSTs) needed to fullfill Use Cases for a particular slice type. E.g "hard" slice with all PaCo comonents (AMF,SMF,UPF) dedicated per slice or "soft" slice where AMF is shared and SMF/UPF dedicated. Up to 2 slice subnet designs included in base offer. Additional slice designs outside initial scope should be quoted separately. | This P/N is associated with a Lic. Key. | 350000
3HE16798AA | Virtual Networks Orchestration (VNO) Slice Library - EMBB slice library VNO Right to Use EMBB Library. Up to 2 Slice subnetwork designs included. Specific slice library that contains all the Network Slice Subnet templates (NSSTs) needed to fullfill Use Cases for a particular slice type. E.g "hard" slice with all PaCo comonents (AMF,SMF,UPF) dedicated per slice or "soft" slice where AMF is shared and SMF/UPF dedicated. Up to 2 slice subnet designs included in base offer. Additional slice designs outside initial scope should be quoted separately. | This P/N is associated with a Lic. Key. | 350000
3HE16684AA | Custom Automation Service Delivery. Recommended price provided by Services + NA Practice Team.
3HE16683BA | Optical Adaptor to manage Multivendor Optical Controllers | Price per MV Node/Release/Adaptor Type | 300000
3HE16683AA | IP Adaptor to manage Multivendor Routers/Switches. One adaptor required per node type/release/application type. Application types include: Service Fulfillment (NSP20 Service Activation and Configuration), Network Supervision + Fault Management (NSP 20 Network Infrastructure Management), Telemetry (NSP20 Platform), Analytics, Modelled Device Configurator. | Price per MV Node/Release/Adaptor Type | 110000
3HE16681AA | NSP Automation Package: This use case allows to simulate the failure of a physical link in the network, which then allows the user to assess the impact of the failure. | Price per NSP Instance | Custom Bid
3HE16678AA | NSP Automation Package: This use case is similar to the Path Placement and Optimization Link Maintenance Control. In this case, a user can put an Optics link under maintenance and the NSP will automatically compute which IP services and IP links/LSPs are riding on that Optics link, reroute the LSPs to avoid the traffic impact. NSP coordinates the maintenance execution between Path Placement and Optimization and NRC-T. | Price per NSP Instance | Custom Bid
3HE16677AA | NSP Automation Package: Cross-layer path diversity verification, allowing for the generation of audit reports indicating the diversity of IP services based upon optical SRLGs. Additionally, there is a passive analysis and correlation of optical, IP and services topology. | Price per NSP Instance | Custom Bid
3HE16676AA | NSP Automation Package: This use case enables IP/Optical cross-layer awareness. It requires the previous use case. Two scenarios are supported: • NSP Path Control and Optimization imports optical SRLGs to provide better resiliency • Latency correlation allows NSP Path Control and Optimization to learn optical latency from NRC-T to make latency sensitive routing decisions | Price per NSP Instance | Custom Bid
3HE16675AA | NSP Automation Package: This use cases provides the automatic discovery and visualtization of the IP/Optical multi-layer network topology. This use discovers the following topological components: • IP/Optical NEs • Cross domain links • Optical services (OCH/ODU) The cross domain links between routers and optical switches are discovered based on: • LLDP Snooping 802.1ab standard for LLDP implementation, Inter-router/switch discovery protocol • Traffic Correlation NSP multi-layer correlation engine derives topology from LLDP data, Non-LLDP nodes types can be pattern correlated with proprietary Nokia method | Price per NSP Instance | Custom Bid
3HE16674CA | NSP Automation Package: Custom reports - large - tailored to customers. Complexity category analyses to be requested via form "Request Custom Analytics Report​​​" on https://nokia.sharepoint.com/sites/NetworkAutomationPractice. Price per report. No Multi vendor support. | Price per report | Custom Bid
3HE16674BA | NSP Automation Package: Custom reports - medium - tailored to customers. Complexity category analyses to be requested via form "Request Custom Analytics Report​​​" on https://nokia.sharepoint.com/sites/NetworkAutomationPractice. Price per report. No Multi vendor support. | Price per report | Custom Bid
3HE16674AA | NSP Automation Package: Custom reports - small - tailored to customers. Complexity category analyses to be requested via form "Request Custom Analytics Report​​​" on https://nokia.sharepoint.com/sites/NetworkAutomationPractice. Price per report. No Multi vendor support. | Price per report | Custom Bid
3HE16673AA | NSP Automation Package: Activation package for NSP Analytics Off-the-shelf Application Assurance reports. Includes activation of data import and aggregation rules. AA configuration is not included. Price per report. | Price per report | Custom Bid
3HE16670AA | NSP Automation Package: Custom reports - via NSP Analytics ad-hoc report builder - tailored to customers. Complexity category analyses to be requested via form "Request Custom Analytics Report​​​" on https://nokia.sharepoint.com/sites/NetworkAutomationPractice. Price per report. No Multi vendor support. | Price per report | Custom Bid
3HE16667AA | NSP Automation Package: A planner can compute the LSP paths offline by providing different path constrains such link metric, latency, SRLG changes and technology support options (RSVP/SR enabled). The offline simulation extracts the topology, state and configuration details from NSP. | Price per NSP Instance | Custom Bid
3HE16666AA | NSP Automation Package: Path selection based on symmetrical, diverse, IGP Cost, Hops, Latency (Static) and reserved B/W utilization using PCEP | Price per NSP Instance | Custom Bid
3HE16665AA | NSP Automation Package: In this use case, an operator can have a real time view of the LSPs and the path details from either the network topology view or from the LSP lists view. The paths details are available on a per LSP basis. All the configured attribute at an LSP level are available for a quick analysis which includes configured BW, configured latency, routing constraints etc. The full detail of the attributes are available in the NSP documentation | Price per NSP Instance | Custom Bid
3HE16655AA | NSP Automation Package: Physical Topology view using NSP mediator layer Available for SROS. Requires customization for 3rd party IP (check NSP adaptor availability) | Price per NSP Instance | Custom Bid
3HE16362AA | NSP Automation Package: Supervision of network infrastructure services: • Service supervision groups with aggregated KPIs • Per service KPIs • Service component views • Service related faults with timeline view • IGP network topology • OAM on-demand test launch | Price per NSP Instance | Custom Bid
3HE16361AA | NSP Automation Package: • Network Assurance Access control, Summary views, Topology/GeoMap, Utilization, NE lists, Equipment inventory, Matrix view for Nes, Event Time Line • Fault Management Top unhealthy NEs, Alarm lists, Top problems, Inspetor views, Alarm filtering, Event Time Line | Price per NSP Instance | Custom Bid
3HE16350AA | NSP Automation Package: Service lifecycle automation for IES business services. | Price per NSP Instance | Custom Bid
3HE16349AA | NSP Automation Package: Service lifecycle automation for L3 VPN business services. | Price per NSP Instance | Custom Bid
3HE16348AA | NSP Automation Package: Service lifecycle automation for C-LINE business services. | Price per NSP Instance | Custom Bid
3HE16347AA | NSP Automation Package: Service lifecycle automation for E-LAN business services. | Price per NSP Instance | Custom Bid
3HE16346AA | NSP Automation Package: Service lifecycle automation for E-LINE business services. | Price per NSP Instance | Custom Bid
3HE16344AA | NSP Automation Package: This use case is to discover all network elements using either IGP (OSPF/ISIS ) or BGP-LS protocol and present to the user in a topology format. The topology view provides real time details IGP areas and individual IP links. The detail attributes of IP links are also accessible via topology view or via IP links list view. The details of the links provides the configured properties for a link including consumed vs available bandwidth (as per configuration) Available for SROS and 3rd party – Requires no equipment adaptor. | Price per NSP Instance | Custom Bid
3HE16261AA | Order this P/N to receive a permanent Lab license for the all the feature packagess of the Resource Control suites. This includes the Nodal license that are required to manage the nodes within the customers lab environment. The Nokia regional prime must submit in the license key request into the ASLM license tool and indicate the LP's value that is required to manage this lab. This includes the High Availability as part of Resource Control Suite defaults. Upgrades are only supported with a valid SRS and can be combined in with the Commercial Live SRS. | This P/N is associated with a Lic. Key. | 50000
3HE16260AA | Order this P/N to receive a permanent Lab license for the all the feature packagess of the Operations and Programming suites. This includes the License Points (LP) that are required to manage the nodes within the customers lab environment. The Nokia regional prime must submit in the license key request into the ASLM license tool and indicate the LP's value that is required to manage this lab. This includes the High Availability feature packages. Upgrades are only supported with a valid SRS and can be combined in with the Commercial Live SRS. | This P/N is associated with a Lic. Key. | 50000
3HE16259AA | Order this P/N to receive a permanent Lab license for the all the feature packagess of the Operations and Programming suites. This includes the License Points (LP) that are required to manage the nodes within the customers lab environment. The Nokia regional prime must submit in the license key request into the ASLM license tool and indicate the LP's value that is required to manage this lab. This does not include the High Availability feature packages. Upgrades are only supported with a valid SRS and can be combined in with the Commercial Live SRS. | This P/N is associated with a Lic. Key. | 25000
3HE16258AA | NSP Multi-layer Cross Domain Link licenses for use with the NSP Multi-layer Discovery and Visualization and NSP Multi-layer Control & Optimization feature packages. Order quantity 1 (ONE) 10GE (or 10GE equivalent, ex 100GE = 10x10GE) Cross Domain Links (CDLs) in the network. | This P/N is associated with a Lic. Key. | 75
3HE16256AA | The NSP Multi-layer Control Coordination feature package includes hitless coordinated maintenance optical reversion, optical service provisioning, as well as IP Optical link layer interconnect provisioning. Also included is “What-if analysis” simulation*, as well as 1:N Floating port restoration. Order quantity 1 (ONE) per deployment. High Availability (HA) for this feature package is included. Multivendor support requires a separate line item for NSP Pluggable Network Adaptation, for each 3rd party controller. Order the applicable Multi-layer Cross Domain Link licenses that are within the scope of multi-layer control. Requires the NSP Multi-layer IP Optical Discovery and Visualization feature package. * “What-if analysis” requires the NSP Simulation feature package. | This P/N is associated with a Lic. Key. | 100000
3HE16255AA | The NSP High Availability feature package enables high availability and disaster recovery for all Operations and Programming suites feature packages. On a new license or when adding a feature packages to an existing license, the quantity ordered must match the total number of license points in the network. When license points are added to an existing network, matching quantities of all feature packages in the license need to be ordered along with the new license points. Note: Not required for Resource Control Suite feature packages as high availability and disaster recovery are embedded into the license model. | This P/N is associated with a Lic. Key. | 25
3HE16254AA | NSP License Points are mandatory for all deployments of the NSP Platform Base for any Operations and/or Programming suite deployments. Quantity is based on the network elements being managed in the network. Please refer to the NSP License Point Catalogue. ALL Operations and Programming suite feature packages are ordered based on the total number of license points. Note: License points are not applicable for Resource Control Suite feature package. | This P/N is associated with a Lic. Key. | 60
3HE16253AA | License points required for the management of AirScale or FlexiZone RAN devices in private wireless networks only (i.e. not valid for CSP networks). Quantity is based on the RAN network elements being managed in the network. Please refer to the NSP License Point Catalogue. | This P/N is associated with a Lic. Key. | 60
3HE16252AA | The NSP Platform Base is mandatory (quantity one) for all deployments of NSP (Operations, Programming and Control suites). It includes the core nspOS software components. It does NOT include a user interface, web applications, or any network mediation. For mediation, you must choose at least ONE of the following feature packages: (1) Classic Management, (2) Pluggable Network Adaptation or (3) Control and Visualization Starter feature packages. In a high availability or disaster recovery deployment for the Operations and/or Programming suite, buy the High Availability feature package. | This P/N is associated with a Lic. Key. | 80000
3HE16186AA | DC Fabric Automation services per managed leaf/spine. | This P/N is associated with a Lic. Key. | 2900
3HE16185AA | Virtual Networks Orchestration (VNO) Base Product -NSD Library 'DC Fabric Automation' VNO Right to Use Network Descriptors and Plug-ins (to Nokia ION and AWS) for NSD Library 'DC Fabric Automation' use case only. | This P/N is associated with a Lic. Key. | 350000
3HE16020AA | The NSP Multi-layer Discovery and Visualization feature package provides Automated topology discovery for IP and Optical nodes, optical service discovery, and discovery of the inter-domain links. It is a mandatory feature package for all Multi-layer IP Optical deployments. This feature package also provides optically disjoint and optical latency aware IP routing*, and diversity analysis of LLIs and IP services** running over optical links. Requires the NSP Platform Base. Order quantity 1 (ONE) per deployment. High Availability (HA) for this feature packages is included. Order the applicable Multi-layer Cross Domain Link licenses that are within the scope of multi-layer control. * Requires the NSP Control and Visualization Starter and NSP Path Control and Optimization feature packages. ** Requires NSP Service Activation & Configuration feature package. | This P/N is associated with a Lic. Key. | 100000
3HE16019AA | The NSP IP/Control Class 4 Nodes are the routing instances that reside on servers in the case of data center applications, for example Nuage VRSs or Smart NICs. Order quantity 1 (ONE) per Class 4 node. Requires the NSP Platform Base and the NSP Control and Visualization Starter feature package. | This P/N is associated with a Lic. Key. | 25
3HE16018AA | The NSP IP/Control Class 3 Nodes are those performing either of the following role/function in the network: Cell site gateways or Top of Rack Switch. Order quantity 1 (ONE) per Class 3 node. Requires the NSP Platform Base and the NSP Control and Visualization Starter feature package. | This P/N is associated with a Lic. Key. | 500
3HE16017AA | The NSP IP/Control Class 2 Nodes are those performing either of the following role/function in the network: Business P (core) or Mobile Aggregation and backhaul nodes. Order quantity 1 (ONE) per Class 2 node. Requires NSP Platform Base and the NSP Control and Visualization Starter feature package. | This P/N is associated with a Lic. Key. | 1500
3HE16016AA | The NSP IP/Control Class 1 Nodes are those performing either of the following role/function in the network: Business PE, ASBR Nodes and BNG or Data Centre Gateway. Order quantity 1 (ONE) per Class 1 node. Requires the NSP Platform Base and the NSP Control and Visualization Starter feature package. | This P/N is associated with a Lic. Key. | 3000
3HE16015AA | The NSP Simulation feature package provides web-based views and tools to simulate the IGP and MPLS layer and related objects (LSPs). Provides and extends the NSP North bound REST API for Simulation. Includes integration with nspOS software components. High Availability (HA) for this feature packages is included. Order quantity 1 (ONE) per deployment. Order the applicable IP/MPLS control class nodes licence for each network element discovered and under control of the IP/MPLS Optimization (NRC-P) module. Requires the NSP Platform Base and the NSP Control and Visualization Starter and NSP Path Control and Optimization feature packages. | This P/N is associated with a Lic. Key. | 100000
3HE16014AA | The NSP Enhanced Optimization feature package provides web-based tools to control and optimise stateful controlled LSPs based on dynamically collected network metrics. This feature package is required for NFIX deployments, where NSP interworks with Nuage to provide connectivity to VNFs. Provides and extends the NSP North bound REST API and includes integration with nspOS software components. Order the applicable IP/MPLS control class nodes licence for each network element discovered and under control of the IP/MPLS Optimization (NRC-P) module. High Availability (HA) for this feature packages is included. Order quantity 1 (ONE) per deployment. Requires the NSP Platform Base and the NSP Control and Visualization Starter and NSP Path Control and Optimization feature packages. Includes the NSP Pluggable Network Adaptation feature package for telemetry framework functionality – but does not include any 3rd party adaptors which can be obtained from Nokia ION Professional Services. | This P/N is associated with a Lic. Key. | 100000
3HE16013AA | The NSP Path Control and Optimization feature package provides web-based tools to control and optimise stateful controlled label-switched paths (LSPs). Provides and extends the NSP North bound REST API and includes integration with nspOS software components. High Availability (HA) for this feature packages is included. Order quantity 1 (ONE) per deployment. Order the applicable IP/MPLS control class nodes licence for each network element discovered and under control of the IP/MPLS Optimization (NRC-P) module. Requires the NSP Platform Base and the NSP Control and Visualization Starter feature package. | This P/N is associated with a Lic. Key. | 100000
3HE16012AA | The NSP Control and Visualization Starter feature package provides web-based views and tools of the IGP and MPLS layer and related objects. It is a mandatory feature packages for all IP/MPLS Optimization Control Suite deployments. It provides and extends the NSP North bound REST API for network infrastructure management, and it includes integration with nspOS software components. High Availability (HA) for this feature packages is included. Order quantity 1 (ONE) per deployment. Order the applicable IP/MPLS control class nodes licence for each network element discovered and under control of the IP/MPLS Optimization (NRC-P) module. * Requires the NSP Platform Base. | This P/N is associated with a Lic. Key. | 100000
3HE16011AA | The NSP Workflow Automation Engine feature package provides workflow creation and execution with the Workflow Manager (WFM) application. Aimed at developers (Customer/Partner) to develop/customise their own workflows. Provides RESTconf API for northbound integrations and includes integration with nspOS software components. Requires NSP Platform Base. On a new license or when adding a feature package to an existing license, the quantity ordered must match the total number of license points in the network. When license points are added to an existing network, matching quantities of all feature packages in the license need to be ordered along with the new license points. | per LP in network This P/N is associated with a Lic. Key. | 25
3HE16010AA | The NSP Intent Based Networking Framework feature package provides intent-based solutions across the managed network elements. Aimed at developers (Customer/Partner) to develop/custom their own intents. Provides and extends the NSP North bound REST API and includes integration with nspOS software components. Requires NSP Platform Base. On a new license or when adding a feature package to an existing license, the quantity ordered must match the total number of license points in the network. When license points are added to an existing network, matching quantities of all feature packages in the license need to be ordered along with the new license points. | per LP in network This P/N is associated with a Lic. Key. | 25
3HE16007AA | The NSP Network Operations Analytics feature package provides pre-packaged reports* for Network and Service (N&S) and Application Assurance (AA) use cases.** Provides and extends the NSP North bound REST API and includes integration with nspOS software components. Requires NSP Platform Base and either the NSP Classic Management and/or the NSP Pluggable Network Adaptation feature packages. On a new license or when adding a feature package to an existing license, the quantity ordered must match the total number of license points in the network. When license points are added to an existing network, matching quantities of all feature packages in the license need to be ordered along with the new license points. Does not include any AA subscriber licenses. * Custom reports are available through Nokia ION Services **At least one AA subscriber bundle of any type must be purchased to enable AA IPDR/Reporting. | per LP in network This P/N is associated with a Lic. Key. | 25
3HE16005AA | The NSP Service Assurance feature package provides web-based views and tools for service & subscriber assurance across the managed network elements. Provides and extends the NSP North bound REST API for service assurance and includes integration with nspOS software components. Requires NSP Platform Base and either the NSP Classic Management and/or the NSP Pluggable Network Adaptation feature packages. On a new license or when adding a feature package to an existing license, the quantity ordered must match the total number of license points in the network. When license points are added to an existing network, matching quantities of all feature packages in the license need to be ordered along with the new license points. | per LP in network This P/N is associated with a Lic. Key. | 25
3HE16004AA | The NSP Service Activation & Configuration feature package provides web-based views and tools for service fulfilment across the managed network elements. This feature packages provides and extends the NSP North bound REST API for service fulfilment and includes integration with nspOS software components. Requires the NSP Platform Base and either the NSP Classic Management and/or NSP Pluggable Network Adaptation feature packages. On a new license or when adding a feature package to an existing license, the quantity ordered must match the total number of license points in the network. When license points are added to an existing network, matching quantities of all feature packages in the license need to be ordered along with the new license points. This feature package does NOT include any workflows on intent based templating but can be provided through ION Professional Services where the required NSP S/W functions are provided as part of this feature package. Note: Augmentation of the data models is possible, but it is recommended to engage with ION Professional Services. | per LP in network This P/N is associated with a Lic. Key. | 25
3HE16003AA | The NSP Network Infrastructure Management feature package provides web-based views and tools for management of the managed network elements. Includes the fault management and network monitoring and troubleshooting web applications for the managed network. Includes single node software management (NE DB backup/restore, NE upgrade). Provides the NGE management if NSP Classic Management feature package is deployed, the NSP North bound REST API for network infrastructure management, and integration with nspOS software components. Requires the NSP Platform Base and either the NSP Classic Management and/or the NSP Pluggable Network Adaptation feature packages. On a new license or when adding a feature packages to an existing license, the quantity ordered must match the total number of license points in the network. When license points are added to an existing network, matching quantities of all feature packages in the license need to be ordered along with the new license points. | per LP in network This P/N is associated with a Lic. Key. | 25
3HE16002AA | The NSP Pluggable Network Adaptation feature package provides model device mediation and control (MDM/MDC) for SROS devices in model mode (Netconf/YANG) as well as support of 3rd party * devices. Includes the Telemetry framework. Provides RESTconf API for northbound integrations and includes integration with nspOS software components. Requires the NSP Platform Base. On a new license or when adding a feature package to an existing license, the quantity ordered must match the total number of license points in the network. When license points are added to an existing network, matching quantities of all feature package in the license need to be ordered along with the new license points. * Requires adaptors from Nokia ION Professional Services for 3rd party devices | per LP in network This P/N is associated with a Lic. Key. | 25
3HE16001AA | The NSP Classic Management feature package contains the Network Function Manager for IP (NFM-P), which includes SNMP mediation to SROS based and Nokia Microwave network elements. Includes the Java user interface and the NFM-P (SAM-O) REST and SOAP/XML API providing FCAPS functionality of the managed network. Provides the legacy control plane management solution (CPAM). No NSP web applications are provided within this feature package. Includes integration with nspOS software components which are part of the mandatory NSP Platform Base. Requires the NSP Platform Base. On a new license or when adding a feature package to an existing license, the quantity ordered must match the total number of license points in the network. When license points are added to an existing network, matching quantities of all feature packages in the license need to be ordered along with the new license points. | per LP in network This P/N is associated with a Lic. Key. | 25
3HE15542AA | Virtual Networks Orchestration (VNO) Customer Engineering - standard customer engineering package covering contributions of VNO team to HLD, LLD, and running Acceptance Test Plan with customer. Does not include full project ownership (plan, HLD, LLD, ATP, ...) but only the VNO team contributions to these. A standard SoW is available. Does not need to be quoted if an ION PS -led bottom up SoW and related costing and pricing is being offered. P/N is valid for any number and combination of 'Base Product', 'NSD', and 'Plug-in' within a given offer, and needs to be priced in the first year. |  | 290000
3HE14513AA | Buy this part number to get a RHEL QCOW2 used to instantiate a RHEL VM. NSP modules can be installed on the RHEL VM which is instantiated using this RHEL QCOW2. Buy one for each VM in your NSP deployment. | This P/N is associated with a Lic. Key. | 1500
3HE14512AA | Order this part number when you are upgrading from NFM-P to NSD. The order Qty. is equal to the current NFM-P Premium License Point value. NOTE- If you have High Availability / Disaster Recovery, you will also need to purchase the same value of the High Availability / Disaster Recovery License Points, reference P/N# 3HE12276DA. | This P/N is associated with a Lic. Key. | 35
3HE14512AA | Order this part number when you are upgrading from NFM-P to NSD. The order Qty. is equal to the current NFM-P Premium License Point value. NOTE- If you have High Availability / Disaster Recovery, you will also need to purchase the same value of the High Availability / Disaster Recovery License Points, reference P/N# 3HE12276DA. | This P/N is associated with a Lic. Key. | 35
3HE14511AA | Order this part number when you are upgrading from NFM-P to NSD. The order Qty. is equal to the current NFM-P Standard License Point value. NOTE- If you have High Availability / Disaster Recovery, you will also need to purchase the same value of the High Availability / Disaster Recovery License Points, reference P/N# 3HE12276DA. | This P/N is associated with a Lic. Key. | 25
3HE14511AA | Order this part number when you are upgrading from NFM-P to NSD. The order Qty. is equal to the current NFM-P Standard License Point value. NOTE- If you have High Availability / Disaster Recovery, you will also need to purchase the same value of the High Availability / Disaster Recovery License Points, reference P/N# 3HE12276DA. | This P/N is associated with a Lic. Key. | 25
3HE14510AC | Network Service Platform (NSP): Network Services Director (NSD) - Network Routing Controller License Point conversion from Standard to Premium . Order this part number to convert the existing NSP: NSD-NRC Standard License Points into the Premium License Points. The order Qty. is the total value of existing NSP: NSD-NRC Standard License Points. | This P/N is associated with a Lic. Key. | 65
3HE14510AC | Network Service Platform (NSP): Network Services Director (NSD) - Network Routing Controller License Point conversion from Standard to Premium . Order this part number to convert the existing NSP: NSD-NRC Standard License Points into the Premium License Points. The order Qty. is the total value of existing NSP: NSD-NRC Standard License Points. | This P/N is associated with a Lic. Key. | 65
3HE14510AA | Network Service Platform (NSP): Network Services Director (NSD) - Network Routing Controller Premium License Point. Order this part number to receive the NSP NSD-NRC Premium License Point. Please refer to the NSP License Point Catalogue. NOTE- If you have High Availability / Disaster Recovery you will also need to purchase the same value of the High Availability / Disaster Recovery License Points, reference P/N# 3HE12276DA. | This P/N is associated with a Lic. Key. | 200
3HE14510AA | Network Service Platform (NSP): Network Services Director (NSD) - Network Routing Controller Premium License Point. Order this part number to receive the NSP NSD-NRC Premium License Point. Please refer to the NSP License Point Catalogue. NOTE- If you have High Availability / Disaster Recovery you will also need to purchase the same value of the High Availability / Disaster Recovery License Points, reference P/N# 3HE12276DA. | This P/N is associated with a Lic. Key. | 200
3HE14509EC | Network Services Platform (NSP): Network Service Director (NSD) Standard to Premium Base Product Conversion License. Order this part number when you need to convert the NSD Standard Base Product into the Premium Base Product. | This P/N is associated with a Lic. Key. | 80000
3HE14509EA | Network Services Platform (NSP): Network Service Director (NSD) Premium Base Product License. UPGRADES ARE ONLY SUPPORTED BY AN ANNUAL SOFTWARE RELEASE SUBSCRIPTION (SRS). | This P/N is associated with a Lic. Key. | 160000
3HE14509DC | Network Services Platform (NSP): Network Service Director (NSD) Standard to Premium Base Product Conversion License. Order this part number when you need to convert the NSD Standard Base Product into the Premium Base Product. | This P/N is associated with a Lic. Key. | 80000
3HE14509DA | Network Services Platform (NSP): Network Service Director (NSD) Premium Base Product License. UPGRADES ARE ONLY SUPPORTED BY AN ANNUAL SOFTWARE RELEASE SUBSCRIPTION (SRS). | This P/N is associated with a Lic. Key. | 160000
3HE14376EA | Network Services Platform (NSP): Network Resource Controller - Packet (NRC-P) Openflow Feature. Openflow control provides the ability to steer individual flows in Openflow-enabled switches. The feature packagesage provides Openflow switch management and flow steering. License Points are required for NRC-P. Please refer to the NSP LP Catalogue. UPGRADES ARE ONLY SUPPORTED BY AN ANNUAL SOFTWARE RELEASE SUBSCRIPTION (SRS). | This P/N is associated with a Lic. Key. | 50000
3HE14376DA | Network Services Platform (NSP): Network Resource Controller - Packet (NRC-P) Openflow Feature. Openflow control provides the ability to steer individual flows in Openflow-enabled switches. The feature packagesage provides Openflow switch management and flow steering. License Points are required for NRC-P. Please refer to the NSP LP Catalogue. UPGRADES ARE ONLY SUPPORTED BY AN ANNUAL SOFTWARE RELEASE SUBSCRIPTION (SRS). | This P/N is associated with a Lic. Key. | 50000
3HE14374EA | Network Services Platform (NSP): Network Resource Controller - Packet (NRC-P) Optimization. NRC-P Optimization - Optimization provides additional on-net functionality that complements Path Control. Optimization features include: STAR algorithm; Global Concurrent Optimization; Loose Hop Traffic Engineering; Maximum Stack Depth (MSD) with Traffic Engineering; Telemetry-based optimization; NRC-P Optimization can only be activated in conjunction with NRC-P Path Control. License Points are required for NRC-P. Please refer to the NSP LP Catalogue. UPGRADES ARE ONLY SUPPORTED BY AN ANNUAL SOFTWARE RELEASE SUBSCRIPTION (SRS). | This P/N is associated with a Lic. Key. | 50000
3HE14374DA | Network Services Platform (NSP): Network Resource Controller - Packet (NRC-P) Optimization. NRC-P Optimization - Optimization provides additional on-net functionality that complements Path Control. Optimization features include: STAR algorithm; Global Concurrent Optimization; Loose Hop Traffic Engineering; Maximum Stack Depth (MSD) with Traffic Engineering; Telemetry-based optimization; NRC-P Optimization can only be activated in conjunction with NRC-P Path Control. License Points are required for NRC-P. Please refer to the NSP LP Catalogue. UPGRADES ARE ONLY SUPPORTED BY AN ANNUAL SOFTWARE RELEASE SUBSCRIPTION (SRS). | This P/N is associated with a Lic. Key. | 50000
3HE14373EA | Network Services Platform (NSP): Network Resource Controller - Packet (NRC-P) Path Control Feature. Path control provides on-net control to manage LSPs in the life network. Features include: path computation with TE constraints (CSPF), RSVP-TE & Segment Routing; multi-domain support; disjoint paths; profile override; anycast; maximum stack depth (without Traffic Engineering). License Points are required for NRC-P. Please refer to the NSP LP Catalogue. UPGRADES ARE ONLY SUPPORTED BY AN ANNUAL SOFTWARE RELEASE SUBSCRIPTION (SRS). | This P/N is associated with a Lic. Key. | 200000
3HE14373DA | Network Services Platform (NSP): Network Resource Controller - Packet (NRC-P) Path Control Feature. Path control provides on-net control to manage LSPs in the life network. Features include: path computation with TE constraints (CSPF), RSVP-TE & Segment Routing; multi-domain support; disjoint paths; profile override; anycast; maximum stack depth (without Traffic Engineering). License Points are required for NRC-P. Please refer to the NSP LP Catalogue. UPGRADES ARE ONLY SUPPORTED BY AN ANNUAL SOFTWARE RELEASE SUBSCRIPTION (SRS). | This P/N is associated with a Lic. Key. | 200000
3HE14372EA | Network Services Platform (NSP): Network Resource Controller - Packet (NRC-P) Simulation Feature. Includes, among other things, network topology visualization and simulation of the traffic distribution after link failures, new path creation or changes in path profiles, TE metrics, SRLGs and other link attributes. License Points are required for NRC-P. Please refer to the NSP LP Catalogue UPGRADES ARE ONLY SUPPORTED BY AN ANNUAL SOFTWARE RELEASE SUBSCRIPTION (SRS). | This P/N is associated with a Lic. Key. | 50000
3HE14372DA | Network Services Platform (NSP): Network Resource Controller - Packet (NRC-P) Simulation Feature. Includes, among other things, network topology visualization and simulation of the traffic distribution after link failures, new path creation or changes in path profiles, TE metrics, SRLGs and other link attributes. License Points are required for NRC-P. Please refer to the NSP LP Catalogue UPGRADES ARE ONLY SUPPORTED BY AN ANNUAL SOFTWARE RELEASE SUBSCRIPTION (SRS). | This P/N is associated with a Lic. Key. | 50000
3HE14354AA | VNO SOLUTION TRAINING - 2 DAYS – CONTACT HANS VANDERSTRAETAN OR ALEKS SARENAC TO ORGANISE THIS IS NON DISCOUNTABLE |  | 12900
3HE14159AA | Centralized License Manager is a license management tool for selected ION products. It enables license pool management, license pool capacity reservation & network function entitlement management (for SROS). |  | Custom Bid
3HE13712BA | Order this P/N to receive the NSP : NFM-P permanent Standard Lab license. This will enable any combination of the NSD, NRC-F, NRC-P NRC-X S/W suites. This includes the License Points (LP) that are required to manage the nodes within the customers lab environment. The Nokia regional prime must submit in the license key request into the ASLM license tool and indicate the LP's value that is required to manage this lab. This includes the High Availability / Disaster Recovery License Points. Upgrades are only supported with a valid SRS and can be combined in with the Commercial Live SRS. | This P/N is associated with a Lic. Key. | 50000
3HE13712BA | Order this P/N to receive the NSP : NFM-P permanent Standard Lab license. This will enable any combination of the NSD, NRC-F, NRC-P NRC-X S/W suites. This includes the License Points (LP) that are required to manage the nodes within the customers lab environment. The Nokia regional prime must submit in the license key request into the ASLM license tool and indicate the LP's value that is required to manage this lab. This includes the High Availability / Disaster Recovery License Points. Upgrades are only supported with a valid SRS and can be combined in with the Commercial Live SRS. | This P/N is associated with a Lic. Key. | 50000
3HE13712AA | Order this P/N to receive the NSP : NFM-P permanent Standard Lab license. This will enable any combination of the NSD, NRC-F, NRC-P NRC-X S/W suites. This includes the License Points (LP) that are required to manage the nodes within the customers lab environment. The Nokia regional prime must submit in the license key request into the ASLM license tool and indicate the LP's value that is required to manage this lab. This does not include High Availability / Disaster Recovery License Points. Upgrades are only supported with a valid SRS and can be combined in with the Commercial Live SRS. | This P/N is associated with a Lic. Key. | 25000
3HE13712AA | Order this P/N to receive the NSP : NFM-P permanent Standard Lab license. This will enable any combination of the NSD, NRC-F, NRC-P NRC-X S/W suites. This includes the License Points (LP) that are required to manage the nodes within the customers lab environment. The Nokia regional prime must submit in the license key request into the ASLM license tool and indicate the LP's value that is required to manage this lab. This does not include High Availability / Disaster Recovery License Points. Upgrades are only supported with a valid SRS and can be combined in with the Commercial Live SRS. | This P/N is associated with a Lic. Key. | 25000
3HE13711BA | Order this P/N to receive the NSP : NFM-P permanent Standard or Premium Lab license. This includes the License Points (LP) that are required to manage the nodes within the customers lab environment. The Nokia regional prime must submit in the license key request into the ASLM license tool and indicate the LP's value that is required to manage this lab. This includes the High Availability / Disaster Recovery License Points. Upgrades are only supported with a valid SRS and can be combined in with the Commercial Live SRS. | This P/N is associated with a Lic. Key. | 50000
3HE13711BA | Order this P/N to receive the NSP : NFM-P permanent Standard or Premium Lab license. This includes the License Points (LP) that are required to manage the nodes within the customers lab environment. The Nokia regional prime must submit in the license key request into the ASLM license tool and indicate the LP's value that is required to manage this lab. This includes the High Availability / Disaster Recovery License Points. Upgrades are only supported with a valid SRS and can be combined in with the Commercial Live SRS. | This P/N is associated with a Lic. Key. | 50000
3HE13711AA | Order this P/N to receive the NSP : NFM-P permanent Standard or Premium Lab license. This includes the License Points (LP) that are required to manage the nodes within the customers lab environment. The Nokia regional prime must submit in the license key request into the ASLM license tool and indicate the LP's value that is required to manage this lab. This does not include High Availability / Disaster Recovery License Points. Upgrades are only supported with a valid SRS and can be combined in with the Commercial Live SRS. | This P/N is associated with a Lic. Key. | 25000
3HE13711AA | Order this P/N to receive the NSP : NFM-P permanent Standard or Premium Lab license. This includes the License Points (LP) that are required to manage the nodes within the customers lab environment. The Nokia regional prime must submit in the license key request into the ASLM license tool and indicate the LP's value that is required to manage this lab. This does not include High Availability / Disaster Recovery License Points. Upgrades are only supported with a valid SRS and can be combined in with the Commercial Live SRS. | This P/N is associated with a Lic. Key. | 25000
3HE13443AA | Centralized Valued Added Service Per VCPU. Can be interpreted as counted per VNF, for simplex VNF IP Appliances (Firewall, WAF, anti-DDoS, …) | This P/N is associated with a Lic. Key. | 2900
3HE13441AA | Virtual Network Orchestration (VNO) Base Product - NSD Library 'SD-WAN Service Chaining DC hosted VNFs' VNO Right to Use Network Descriptors and Plug-ins (to Nokia ION) for Decentralized Value Added VNF orchestration Use Case only. | This P/N is associated with a Lic. Key. | 350000
3HE13440AA | Decentralized Valued Added Service Per VCPU. Can be interpreted as counted per VNF, for simplex VNF IP Appliances (Firewall, WAF, anti-DDoS, …) | This P/N is associated with a Lic. Key. | 300
3HE13438AA | Virtual Network Orchestration (VNO) Base Product - NSD Library 'SD-WAN Service Chaining Thick CPE hosted VNFs' VNO Right to Use Network Descriptors and Plug-ins (to Nokia ION) for Decentralized Value Added VNF orchestration Use Case only. | This P/N is associated with a Lic. Key. | 350000
3HE13437AA | Virtual Networks Orchestration (VNO) Studio to create customer Network Service Descriptors (NSDs), and have them tested through a complete CI/CD framework for NSD development. | This P/N is associated with a Lic. Key. | 700000
3HE13436BA | Virtual Networks Orchestration (VNO) Nuage Plugin onto Cloudband Network Director. Order this P/N to receive a License to allow integration with Nuage in case an VNO 'base product' is NOT ordered (typically for NSW CBND own projects). The item constitutes a plug-in into CBND towards Nuage VSD, and through SRS, guarantees persistent release upgrades for Nuage and CBND throughout the NSW project. This item should only be offered when VNO is not offered and should not be priced if VNO is offered. Pricing is fixed price RTU Pricing is fixed price RTU. | This P/N is associated with a Lic. Key. | 220000
3HE13436AA | Virtual Networks Orchestration (VNO) Plugin to a 3rd Party product. Order this P/N to price new plugin development required to plug into 3rd party products such as VAS VNF and SDN Controllers. Pricing is fixed price RTU. | This P/N is associated with a Lic. Key. | 130000
3HE13435AA | Virtual Networks Orchestration (VNO) Complex NSD Use Case License. Order this P/N to receive an additional Complex NSD Use Case License. Pricing is based on per Use Case. | This P/N is associated with a Lic. Key. | 140000
3HE13434AA | Virtual Networks Orchestration (VNO) Simple NSD Use Case License. Order this P/N to receive an additional Simple NSD Use Case License. Pricing is based on per Use Case. | This P/N is associated with a Lic. Key. | 70000
3HE13433AA | Customer Premises Equipment (CPE) Connection End Point License. Order this P/N to receive the CPE >1G License. Pricing is based on per CPE (NSG). | This P/N is associated with a Lic. Key. | 1540
3HE13432AA | Customer Premises Equipment (CPE) Connection End Point License. Order this P/N to receive the CPE <=1G License. Pricing is based on per CPE (NSG). | This P/N is associated with a Lic. Key. | 770
3HE13431AA | Customer Premises Equipment (CPE) Connection End Point License. Order this P/N to receive the CPE <200M License. Pricing is based on per CPE (NSG or legacy CE over DC GW) | This P/N is associated with a Lic. Key. | 330
3HE13430AA | VNO High Availability License. Order this P/N to receive the VNO High Availability License. | This P/N is associated with a Lic. Key. | 350000
3HE13429AA | Virtual Networks Orchestration (VNO) Base Product - NSD Library 'SD-WAN and DC-GW access' VNO Right to Use Network Descriptors and Plug-ins (to Nokia ION) for connectivity related use case only. | This P/N is associated with a Lic. Key. | 350000
3HE13428BA | Virtual Networks Orchestration (VNO) for Non North America Region Software Release Subscription (SRS) This P/N is only to be used for customers outside of North America Region (NAR) . Pricing is based on the original green field deployment and annual SRS renewal. Pricing is based on 20% of the GLP license. |  | Pricing is based on 20% of the VNO GLP Licenses
3HE13428AA | Virtual Networks Orchestration (VNO) North America Region Software Release Subscription (SRS) This P/N is only to be used for customers in the North America Region (NAR) where event billings are required. Pricing is based on the original green field deployment and annual SRS renewal. Pricing is based on 20% of the GLP license. |  | Pricing is based on 20% of the VNO GLP Licenses
3HE12276DA | Network Service Platform (NSP): Network Services Director (NSD): Network Resource Controller (NRC) High Availability / Disaster Recovery License Point. Order this part number to receive the NSP NSD-NRC High Availability / Disaster Recovery License Point. (NFM-P continues to use 1+1 redundancy as in previous releases). NOTE- The order qty. is equal to the NSP NSD-NRC License Point value. | This P/N is associated with a Lic. Key. | 20
3HE12276DA | Network Service Platform (NSP): Network Services Director (NSD): Network Resource Controller (NRC) High Availability / Disaster Recovery License Point. Order this part number to receive the NSP NSD-NRC High Availability / Disaster Recovery License Point. (NFM-P continues to use 1+1 redundancy as in previous releases). NOTE- The order qty. is equal to the NSP NSD-NRC License Point value. | This P/N is associated with a Lic. Key. | 20
3HE12276DA | Network Service Platform (NSP): Network Services Director (NSD): Network Resource Controller (NRC) High Availability / Disaster Recovery License Point. Order this part number to receive the NSP NSD-NRC High Availability / Disaster Recovery License Point. (NFM-P continues to use 1+1 redundancy as in previous releases). NOTE- The order qty. is equal to the NSP NSD-NRC License Point value. | This P/N is associated with a Lic. Key. | 20
3HE12276DA | Network Service Platform (NSP): Network Services Director (NSD): Network Resource Controller (NRC) High Availability / Disaster Recovery License Point. Order this part number to receive the NSP NSD-NRC High Availability / Disaster Recovery License Point. (NFM-P continues to use 1+1 redundancy as in previous releases). NOTE- The order qty. is equal to the NSP NSD-NRC License Point value. | This P/N is associated with a Lic. Key. | 20
3HE12276DA | Network Service Platform (NSP): Network Services Director (NSD): Network Resource Controller (NRC) High Availability / Disaster Recovery License Point. Order this part number to receive the NSP NSD-NRC High Availability / Disaster Recovery License Point. (NFM-P continues to use 1+1 redundancy as in previous releases). NOTE- The order qty. is equal to the NSP NSD-NRC License Point value. | This P/N is associated with a Lic. Key. | 20
3HE12276DA | Network Service Platform (NSP): Network Services Director (NSD): Network Resource Controller (NRC) High Availability / Disaster Recovery License Point. Order this part number to receive the NSP NSD-NRC High Availability / Disaster Recovery License Point. (NFM-P continues to use 1+1 redundancy as in previous releases). NOTE- The order qty. is equal to the NSP NSD-NRC License Point value. | This P/N is associated with a Lic. Key. | 20
3HE12275DA | Network Service Platform (NSP): Network Services Director (NSD): Network Resource Controller (NRC) Standard License Point. Order this part number to receive the NSP: NSD-NRC Standard License Point. Please refer to the NSP License Point Catalogue. NOTE- If you have High Availability / Disaster Recovery, you will also need to purchase the same value of the High Availability / Disaster Recovery License Points, reference P/N# 3HE12276DA. | This P/N is associated with a Lic. Key. | 135
3HE12275DA | Network Service Platform (NSP): Network Services Director (NSD): Network Resource Controller (NRC) Standard License Point. Order this part number to receive the NSP: NSD-NRC Standard License Point. Please refer to the NSP License Point Catalogue. NOTE- If you have High Availability / Disaster Recovery, you will also need to purchase the same value of the High Availability / Disaster Recovery License Points, reference P/N# 3HE12276DA. | This P/N is associated with a Lic. Key. | 135
3HE12275DA | Network Service Platform (NSP): Network Services Director (NSD): Network Resource Controller (NRC) Standard License Point. Order this part number to receive the NSP: NSD-NRC Standard License Point. Please refer to the NSP License Point Catalogue. NOTE- If you have High Availability / Disaster Recovery, you will also need to purchase the same value of the High Availability / Disaster Recovery License Points, reference P/N# 3HE12276DA. | This P/N is associated with a Lic. Key. | 135
3HE12275DA | Network Service Platform (NSP): Network Services Director (NSD): Network Resource Controller (NRC) Standard License Point. Order this part number to receive the NSP: NSD-NRC Standard License Point. Please refer to the NSP License Point Catalogue. NOTE- If you have High Availability / Disaster Recovery, you will also need to purchase the same value of the High Availability / Disaster Recovery License Points, reference P/N# 3HE12276DA. | This P/N is associated with a Lic. Key. | 135
3HE12275DA | Network Service Platform (NSP): Network Services Director (NSD): Network Resource Controller (NRC) Standard License Point. Order this part number to receive the NSP: NSD-NRC Standard License Point. Please refer to the NSP License Point Catalogue. NOTE- If you have High Availability / Disaster Recovery, you will also need to purchase the same value of the High Availability / Disaster Recovery License Points, reference P/N# 3HE12276DA. | This P/N is associated with a Lic. Key. | 135
3HE12275DA | Network Service Platform (NSP): Network Services Director (NSD): Network Resource Controller (NRC) Standard License Point. Order this part number to receive the NSP: NSD-NRC Standard License Point. Please refer to the NSP License Point Catalogue. NOTE- If you have High Availability / Disaster Recovery, you will also need to purchase the same value of the High Availability / Disaster Recovery License Points, reference P/N# 3HE12276DA. | This P/N is associated with a Lic. Key. | 135
3HE12102TA | VSAP High Availability / Disaster Recovery License Point / underlay routers / VSC license. Buy one of this part for each VSC, 7850 VSG, 7850 VSA, GNE Underlay Router. NOTE: Please contact VSAP PLM Vyacheslav Lvin FOR 7750 Underlay routers pricing. NOTE- The order Qty. is equal to the VSAP Network Element Management License. | This P/N is associated to a License Key. | 190
3HE12102TA | VSAP High Availability / Disaster Recovery License Point / underlay routers / VSC license. Buy one of this part for each VSC, 7850 VSG, 7850 VSA, GNE Underlay Router. NOTE: Please contact VSAP PLM Vyacheslav Lvin FOR 7750 Underlay routers pricing. NOTE- The order Qty. is equal to the VSAP Network Element Management License. | This P/N is associated to a License Key. | 190
3HE12101TA | Buy certain amount (see below) of this part for each NSG. Included features are Alarms/Faults correlation, Overlay/Underlay Inventory, OAM, Overlay/Underlay Topology, Historical Events Correlation, Configuration Audit and related service assurance. NSG Port Bandwidth Required License Qty. 100M 2 200M 3 500M 4 1G 8 2G 22 10G 26 |  | 110
3HE12101TA | Buy certain amount (see below) of this part for each NSG. Included features are Alarms/Faults correlation, Overlay/Underlay Inventory, OAM, Overlay/Underlay Topology, Historical Events Correlation, Configuration Audit and related service assurance. NSG Port Bandwidth Required License Qty. 100M 2 200M 3 500M 4 1G 8 2G 22 10G 26 |  | 110
3HE11815FA | NSP 20 Classic Management Extended Software Support License Order quantity 1 (ONE) per NE requiring extended NE Software Support. Please refer to the NSP Compatibility Guide for the supported list of NEs. | This P/N is associated with a Lic. Key. | 10000
3HE11815EA | Network Services Platform (NSP): Network Functions Manager Packet (NFM-P) Extended Software Support Order this part number to receive the extended NE Software Support. Pricing is per NE. Please refer to the NSP Compatibility Guide for the supported list of NE's. | This P/N is associated with a Lic. Key. | 10000
3HE11815DA | Network Services Platform (NSP): Network Functions Manager Packet (NFM-P) Extended Software Support Order this part number to receive the extended NE Software Support. Pricing is per NE. Please refer to the NSP Compatibility Guide for the supported list of NE's. | This P/N is associated with a Lic. Key. | 10000
3HE11814DA | Network Services Platform (NSP) Qty. 500 AA Business Subscriber License. Order this part number to receive 500 AA Business Subscribers for IPDR and/or Reporting use cases. | This P/N is associated with a Lic. Key. | 20000
3HE11814DA | Network Services Platform (NSP): Network Functions Manager Packet (NFM-P) Qty. 500 AA Business Subscriber License. Order this part number to receive 500 AA Business Subscribers for IPDR and/or Reporting use cases. | This P/N is associated with a Lic. Key. | 20000
3HE11814DA | Network Services Platform (NSP): Network Functions Manager Packet (NFM-P) Qty. 500 AA Business Subscriber License. Order this part number to receive 500 AA Business Subscribers for IPDR and/or Reporting use cases. | This P/N is associated with a Lic. Key. | 20000
3HE11813DA | Network Services Platform (NSP) Mobile Subscribers (10K BLOCK). Order this part number to receive 10,000 AA Mobile Subscribers for IPDR and/or Reporting use cases. | This P/N is associated with a Lic. Key. | 10000
3HE11813DA | Network Services Platform (NSP): Network Functions Manager Packet (NFM-P) Mobile Subscribers (10K BLOCK). Order this part number to receive 10,000 AA Mobile Subscribers for IPDR and/or Reporting use cases. | This P/N is associated with a Lic. Key. | 10000
3HE11813DA | Network Services Platform (NSP): Network Functions Manager Packet (NFM-P) Mobile Subscribers (10K BLOCK). Order this part number to receive 10,000 AA Mobile Subscribers for IPDR and/or Reporting use cases. | This P/N is associated with a Lic. Key. | 10000
3HE11812DA | Network Services Platform (NSP) 10K AA Residential/Wi-Fi Subscribers License. Order this part number to receive 10,000 AA Residential/Wi-Fi Subscriber License for IPDR and/or Reporting use cases. | This P/N is associated with a Lic. Key. | 10000
3HE11812DA | Network Services Platform (NSP): Network Functions Manager Packet (NFM-P) 10K AA Residential/Wi-Fi Subscribers License. Order this part number to receive 10,000 AA Residential/Wi-Fi Subscriber License for IPDR and/or Reporting use cases. | This P/N is associated with a Lic. Key. | 10000
3HE11812DA | Network Services Platform (NSP): Network Functions Manager Packet (NFM-P) 10K AA Residential/Wi-Fi Subscribers License. Order this part number to receive 10,000 AA Residential/Wi-Fi Subscriber License for IPDR and/or Reporting use cases. | This P/N is associated with a Lic. Key. | 10000
3HE11811DA | Network Services Platform (NSP) Auxiliary Database Product, which includes one (1) Terabyte (TB) of storage. Multiple licenses can be purchased and are cumulative, e.g. purchasing 5 licenses permits 5 TBs total of storage. | This P/N is associated with a Lic. Key. | 13000
3HE11811DA | Network Services Platform (NSP): Network Functions Manager Packet (NFM-P) Auxiliary Database Product, which includes one (1) Terabyte (TB) of storage. Multiple licenses can be purchased and are cumulative, e.g. purchasing 5 licenses permits 5 TBs total of storage. | This P/N is associated with a Lic. Key. | 13000
3HE11811DA | Network Services Platform (NSP): Network Functions Manager Packet (NFM-P) Auxiliary Database Product, which includes one (1) Terabyte (TB) of storage. Multiple licenses can be purchased and are cumulative, e.g. purchasing 5 licenses permits 5 TBs total of storage. | This P/N is associated with a Lic. Key. | 13000
3HE11810EA | Network Services Platform (NSP): Network Functions Manager Packet (NFM-P) Application Assurance Base product. This is mandatory for application assurance (IPDR and/or reporting). Available on Standard and Premium packages. Mandatory base price for AA Analytics (access to IPDR and Reporting based on domain availability). Does not include any AA subscriber licenses. At least one AA subscriber bundle of any type must be purchased with the AA Analytics base license to enable AA IPDR/Reporting. 5 TBs of Aux DB storage recommended (4 TBs included with AA Analytics Base and 1 TB included with the Premium package). AA Analytics Base is replacing the IPDR OSSI NBI licenses. UPGRADES ARE ONLY SUPPORTED BY AN ANNUAL SOFTWARE RELEASE SUBSCRIPTION (SRS). | This P/N is associated with a Lic. Key. | 145000
3HE11810DA | Network Services Platform (NSP): Network Functions Manager Packet (NFM-P) Application Assurance Base product. This is mandatory for application assurance (IPDR and/or reporting). Available on Standard and Premium packages. Mandatory base price for AA Analytics (access to IPDR and Reporting based on domain availability). Does not include any AA subscriber licenses. At least one AA subscriber bundle of any type must be purchased with the AA Analytics base license to enable AA IPDR/Reporting. 5 TBs of Aux DB storage recommended (4 TBs included with AA Analytics Base and 1 TB included with the Premium package). AA Analytics Base is replacing the IPDR OSSI NBI licenses. UPGRADES ARE ONLY SUPPORTED BY AN ANNUAL SOFTWARE RELEASE SUBSCRIPTION (SRS). | This P/N is associated with a Lic. Key. | 145000
3HE11805DC | Network Services Platform Wireless Standard to Premium LTE Software License Point conversion. Order this part number to convert the existing NSP Wireless LTE Standard License Points into the NSP Wireless Premium LTE License Points. The order Qty. is the total value of existing Standard LTE License Points. | This P/N is associated with a Lic. Key. | 55
3HE11805DC | Network Services Platform Wireless Standard to Premium LTE Software License Point conversion. Order this part number to convert the existing NSP Wireless LTE Standard License Points into the NSP Wireless Premium LTE License Points. The order Qty. is the total value of existing Standard LTE License Points. | This P/N is associated with a Lic. Key. | 55
3HE11805DA | Network Services Platform Wireless Premium LTE Software License Point. Order this part number to receive the NSP Wireless Premium LTE License Point. Please refer to the NSP License Point Catalogue. NOTE- If you have High Availability / Disaster Recovery, you will also need to purchase the same value of the High Availability / Disaster Recovery License Points, reference P/N# 3HE11803DA. | This P/N is associated with a Lic. Key. | 165
3HE11805DA | Network Services Platform Wireless Premium LTE Software License Point. Order this part number to receive the NSP Wireless Premium LTE License Point. Please refer to the NSP License Point Catalogue. NOTE- If you have High Availability / Disaster Recovery, you will also need to purchase the same value of the High Availability / Disaster Recovery License Points, reference P/N# 3HE11803DA. | This P/N is associated with a Lic. Key. | 165
3HE11803DA | Network Service Platform (NSP): Network Functions Manager - Packet (NFM-P) High Availability / Disaster Recovery License Point. Order this part number to receive the NSP: NFM-P High Availability / Disaster Recovery License Point. NOTE- The order qty. is equal to the NSP: NFM-P License Point value (Standard or Premium). | This P/N is associated with a Lic. Key. | 20
3HE11803DA | Network Service Platform (NSP): Network Functions Manager - Packet (NFM-P) High Availability / Disaster Recovery License Point. Order this part number to receive the NSP: NFM-P High Availability / Disaster Recovery License Point. NOTE- The order qty. is equal to the NSP: NFM-P License Point value (Standard or Premium). | This P/N is associated with a Lic. Key. | 20
3HE11803DA | Network Service Platform (NSP): Network Functions Manager - Packet (NFM-P) High Availability / Disaster Recovery License Point. Order this part number to receive the NSP: NFM-P High Availability / Disaster Recovery License Point. NOTE- The order qty. is equal to the NSP: NFM-P License Point value (Standard or Premium). | This P/N is associated with a Lic. Key. | 20
3HE11803DA | Network Service Platform (NSP): Network Functions Manager - Packet (NFM-P) High Availability / Disaster Recovery License Point. Order this part number to receive the NSP: NFM-P High Availability / Disaster Recovery License Point. NOTE- The order qty. is equal to the NSP: NFM-P License Point value (Standard or Premium). | This P/N is associated with a Lic. Key. | 20
3HE11803DA | Network Service Platform (NSP): Network Functions Manager - Packet (NFM-P) High Availability / Disaster Recovery License Point. Order this part number to receive the NSP: NFM-P High Availability / Disaster Recovery License Point. NOTE- The order qty. is equal to the NSP: NFM-P License Point value (Standard or Premium). | This P/N is associated with a Lic. Key. | 20
3HE11802DC | Network Service Platform (NSP): Network Functions Manager - Packet (NFM-P) License Point conversion from Standard to Premium . Order this part number to convert the existing NSP: NFM-P Standard License Points into the Premium License Points. The order Qty. is the total value of existing NSP: NFM-P Standard License Points. | This P/N is associated with a Lic. Key. | 55
3HE11802DC | Network Service Platform (NSP): Network Functions Manager - Packet (NFM-P) License Point conversion from Standard to Premium . Order this part number to convert the existing NSP: NFM-P Standard License Points into the Premium License Points. The order Qty. is the total value of existing NSP: NFM-P Standard License Points. | This P/N is associated with a Lic. Key. | 55
3HE11802DC | Network Service Platform (NSP): Network Functions Manager - Packet (NFM-P) License Point conversion from Standard to Premium . Order this part number to convert the existing NSP: NFM-P Standard License Points into the Premium License Points. The order Qty. is the total value of existing NSP: NFM-P Standard License Points. | This P/N is associated with a Lic. Key. | 55
3HE11802DA | Network Service Platform (NSP): Network Functions Manager - Packet (NFM-P) Premium License Point. Order this part number to receive the NSP NFM-P Premium License Point. Please refer to the NSP License Point Catalogue. NOTE- If you have High Availability / Disaster Recovery you will also need to purchase the same value of the High Availability / Disaster Recovery License Points, reference P/N# 3HE11803DA. | This P/N is associated with a Lic. Key. | 165
3HE11802DA | Network Service Platform (NSP): Network Functions Manager - Packet (NFM-P) Premium License Point. Order this part number to receive the NSP NFM-P Premium License Point. Please refer to the NSP License Point Catalogue. NOTE- If you have High Availability / Disaster Recovery you will also need to purchase the same value of the High Availability / Disaster Recovery License Points, reference P/N# 3HE11803DA. | This P/N is associated with a Lic. Key. | 165
3HE11802DA | Network Service Platform (NSP): Network Functions Manager - Packet (NFM-P) Premium License Point. Order this part number to receive the NSP NFM-P Premium License Point. Please refer to the NSP License Point Catalogue. NOTE- If you have High Availability / Disaster Recovery you will also need to purchase the same value of the High Availability / Disaster Recovery License Points, reference P/N# 3HE11803DA. | This P/N is associated with a Lic. Key. | 165
3HE11801DA | Network Service Platform (NSP): Network Functions Manager - Packet (NFM-P) Standard License Point. Order this part number to receive the NSP: NFM-P Standard License Point. Please refer to the NSP License Point Catalogue. NOTE- If you have High Availability / Disaster Recovery, you will also need to purchase the same value of the High Availability / Disaster Recovery License Points, reference P/N# 3HE11803DA. | This P/N is associated with a Lic. Key. | 110
3HE11801DA | Network Service Platform (NSP): Network Functions Manager - Packet (NFM-P) Standard License Point. Order this part number to receive the NSP: NFM-P Standard License Point. Please refer to the NSP License Point Catalogue. NOTE- If you have High Availability / Disaster Recovery, you will also need to purchase the same value of the High Availability / Disaster Recovery License Points, reference P/N# 3HE11803DA. | This P/N is associated with a Lic. Key. | 110
3HE11801DA | Network Service Platform (NSP): Network Functions Manager - Packet (NFM-P) Standard License Point. Order this part number to receive the NSP: NFM-P Standard License Point. Please refer to the NSP License Point Catalogue. NOTE- If you have High Availability / Disaster Recovery, you will also need to purchase the same value of the High Availability / Disaster Recovery License Points, reference P/N# 3HE11803DA. | This P/N is associated with a Lic. Key. | 110
3HE11800EC | Network Services Platform (NSP): Network Functions Manager - Packet (NFM-P) Standard to Premium Base Product Conversion License. Order this part number when you need to convert the NFM-P Standard Base Product into the Premium Base Product. | This P/N is associated with a Lic. Key. | 80000
3HE11800EA | Network Services Platform (NSP): Network Functions Manager - Packet (NFM-P) Premium Base Product License. UPGRADES ARE ONLY SUPPORTED BY AN ANNUAL SOFTWARE RELEASE SUBSCRIPTION (SRS). | This P/N is associated with a Lic. Key. | 160000
3HE11800DC | Network Services Platform (NSP): Network Functions Manager - Packet (NFM-P) Standard to Premium Base Product Conversion License. Order this part number when you need to convert the NFM-P Standard Base Product into the Premium Base Product. | This P/N is associated with a Lic. Key. | 80000
3HE11800DA | Network Services Platform (NSP): Network Functions Manager - Packet (NFM-P) Premium Base Product License. UPGRADES ARE ONLY SUPPORTED BY AN ANNUAL SOFTWARE RELEASE SUBSCRIPTION (SRS). | This P/N is associated with a Lic. Key. | 160000
3HE11799EA | Network Services Platform (NSP): Network Functions Manager - Packet (NFM-P) Standard Base Product License. UPGRADES ARE ONLY SUPPORTED BY AN ANNUAL SOFTWARE RELEASE SUBSCRIPTION (SRS). | This P/N is associated with a Lic. Key. | 80000
3HE11799DA | Network Services Platform (NSP): Network Functions Manager - Packet (NFM-P) Standard Base Product License. UPGRADES ARE ONLY SUPPORTED BY AN ANNUAL SOFTWARE RELEASE SUBSCRIPTION (SRS). | This P/N is associated with a Lic. Key. | 80000
3HE11725TC | Buy certain amount (see below) of this part for each VRS, VRS-G, VSG, 3rd Party Virtual Services Gateway (HW-VTEP). Included features are Alarms/Faults correlation, Overlay/Underlay Inventory, OAM, Overlay/Underlay Topology, Historical Events Correlation and related service assurance. This license enables up to 48 ports and is applicable on a single switch basis. Vswitch Port Bandwidth Required License Qty. 10G 3 25G 6 40G 10 100G 20 Required License Qty per VRS-C instance: VRS-C 4 VRS-C-4vCPU 2 |  | 115
3HE11725TC | Buy certain amount (see below) of this part for each VRS, VRS-G, VSG, 3rd Party Virtual Services Gateway (HW-VTEP). Included features are Alarms/Faults correlation, Overlay/Underlay Inventory, OAM, Overlay/Underlay Topology, Historical Events Correlation and related service assurance. This license enables up to 48 ports and is applicable on a single switch basis. Vswitch Port Bandwidth Required License Qty. 10G 3 25G 6 40G 10 100G 20 Required License Qty per VRS-C instance: VRS-C 4 VRS-C-4vCPU 2 |  | 115
3HE11724TA | VSAP underlay routers/VSC license. Includes SNMP discovery and monitoring of Network Elements (including Underlay Generic Network Elements GNE). Buy one of this part for each VSC, 7850 VSG, 7850 VSA, GNE Underlay Router. NOTE: Please contact VSAP PLM Vyacheslav Lvin for 7750 Underlay routers pricing. NOTE- If you have High Availability, you will also need to purchase the High Availability / Disaster Recovery NE MGN'T License, reference P/N# 3HE12102TA. | This P/N is associated to a License Key. | 1028
3HE11724TA | VSAP underlay routers/VSC license. Includes SNMP discovery and monitoring of Network Elements (including Underlay Generic Network Elements GNE). Buy one of this part for each VSC, 7850 VSG, 7850 VSA, GNE Underlay Router. NOTE: Please contact VSAP PLM Vyacheslav Lvin for 7750 Underlay routers pricing. NOTE- If you have High Availability, you will also need to purchase the High Availability / Disaster Recovery NE MGN'T License, reference P/N# 3HE12102TA. | This P/N is associated to a License Key. | 1028
3HE10161FA | NFM-P Wireless (only) Software Release Subscription (SRS) As of NSP 17, the annual SRS is now mandatory. | PCP Costing Information is based on a per system value. | Custom Bid
3HE10161EA | NFM-P Wireless (only) North America Region Software Release Subscription (SRS) This P/N is only to be used for customers in the North America Region (NAR) where event billings are required. As of NSP 17, the annual SRS is now mandatory. | PCP Costing Information is based on a per system value. | Custom Bid
3HE10161DA | NSD-NRC (only) Software Release Subscription (SRS) As of NSP 17, the annual SRS is now mandatory. | PCP Costing Information is based on a per system value. | Custom Bid
3HE10161CA | NSD-NRC (only) North America Region Software Release Subscription (SRS) This P/N is only to be used for customers in the North America Region (NAR) where event billings are required. As of NSP 17, the annual SRS is now mandatory. | PCP Costing Information is based on a per system value. | Custom Bid
3HE10161BA | NFM-P (only) Software Release Subscription (SRS) As of NSP 17, the annual SRS is now mandatory. | PCP Costing Information is based on a per system value. | Custom Bid
3HE10161AA | NFM-P (only) North America Region Software Release Subscription (SRS) This P/N is only to be used for customers in the North America Region (NAR) where event billings are required. As of NSP 17, the annual SRS is now mandatory. | PCP Costing Information is based on a per system value. | Custom Bid
3HE09997EA | Network Services Platform (NSP): Network Resource Controller - X (NRC-X) Standard Base Product License. UPGRADES ARE ONLY SUPPORTED BY AN ANNUAL SOFTWARE RELEASE SUBSCRIPTION (SRS). | This P/N is associated with a Lic. Key. | 400000
3HE09997DA | Network Services Platform (NSP): Network Resource Controller - X (NRC-X) Standard Base Product License. UPGRADES ARE ONLY SUPPORTED BY AN ANNUAL SOFTWARE RELEASE SUBSCRIPTION (SRS). | This P/N is associated with a Lic. Key. | 400000
3HE09985EA | Network Services Platform (NSP): Network Service Director (NSD) Standard Base Product License. UPGRADES ARE ONLY SUPPORTED BY AN ANNUAL SOFTWARE RELEASE SUBSCRIPTION (SRS). | This P/N is associated with a Lic. Key. | 80000
3HE09985DA | Network Services Platform (NSP): Network Service Director (NSD) Standard Base Product License. UPGRADES ARE ONLY SUPPORTED BY AN ANNUAL SOFTWARE RELEASE SUBSCRIPTION (SRS). | This P/N is associated with a Lic. Key. | 80000
1AK38000AAAN | Official hardware platform supported for NFM-T. |  | 41084.28
1AK38000AAAN | Official hardware platform supported for NFM-T. |  | 41084.28
1AK36000AAAN | Official hardware platform supported for NFM-T. |  | 18396.93
1AK36000AAAN | Official hardware platform supported for NFM-T. |  | 18396.93
1AK36000AAAM | Official hardware platform supported for NFM-T. |  | 11319.36
1AK36000AAAM | Official hardware platform supported for NFM-T. |  | 11319.36
3KC73725AAAA | Network Timing Synchronization Manager(NTSM) Standard Base Product License. Base system required with associated license points to provide RTU for the NFM-T value added feature NTSM. UPGRADES ARE ONLY SUPPORTED BY AN ANNUAL SOFTWARE RELEASE SUBSCRIPTION (SRS). | This P/N is associated with a Lic. Key. | 24939.6
3KC76616AAAA | Network Resource Controller-Transport (NRC-T) R18 Standard Base Product License. UPGRADES ARE ONLY SUPPORTED BY AN ANNUAL SOFTWARE RELEASE SUBSCRIPTION (SRS). | This /N is associated with a Lic. Key. | 415660
3HE16357AA | NSP Automation Package: Migrate services from a port/LAG/card to another port/LAG/card on the same NE or different NE | Price per NSP Instance | Custom Bid
3HE16086AA | Network Service Platform (NSP) Appliance High Availability / Disaster Recovery License Point. Order this part number to receive the NSP Appliance High Availability / Disaster Recovery License Point. NOTE- The order qty. is equal to the NSP Appliance License Point value, reference P/N# 3HE15895AA. | This P/N is associated with a Lic. Key. | 25
3HE15895AA | Network Service Platform (NSP) Appliance License Point. Order this part number to receive the NSP Appliance License Point. Please refer to the NSP License Point Catalogue. NOTE- If you have High Availability / Disaster Recovery, you will also need to purchase the same value of the NSP APPLIANCE HA / DR LP , reference P/N# 3HE16086AA. | This P/N is associated with a Lic. Key. | 110
3HE15893FB | Order this P/N to receive the following: Qty, 2 NSP appliances for redundant deployment. Each NAP Appliances on a HP DL380 Gen 10 server with the NSP 20 S/W Application & RHEL OS preloaded, NFM-P Premium Base and NSD Premium Base. Note - Their current NFM-P license values will need to be tranfered over to the new Appliance. Appliance scale is 2,000 Networks Elements, subject to a maximum of 1,500 MDA equivalents. (Platform sizing recommended) Upgrades are only supported by an annual Software Release Subscription (SRS). |  | 133200
3HE15893FA | Order this P/N to receive the following: Qty. 1 NSP Appliance on a HP DL380 Gen 10 server with NSP 20 S/W Application & RHEL OS preloaded, NFM-P Premium Base and NSD Premium Base. Note - Their current NFM-P license values will need to be tranfered over to the new Appliance. Appliance scale is 2,000 Networks Elements, subject to a maximum of 1,500 MDA equivalents. (Platform sizing recommended) Upgrades are only supported by an annual Software Release Subscription (SRS). |  | 90610
3HE15892FB | Order this P/N to receive the following: Qty. 2 NSP Appliance on a HP DL380 Gen 10 server with the NSP 20 S/W Application & RHEL OS preloaded, and Qty. 800 NSP Appliance LPs. NOTE - The NSP Appliance LP is equivalent to the following R20 LP's / FP: 3HE16254AA NSP LICENSE POINT 3HE16001AA NSP CLASSIC MANAGEMENT FP 3HE16003AA NSP NETWORK INFRASTRUCTURE MANAGEMENT FP 3HE16004AA NSP SERVICE ACTIVATION + CONFIG. FP 3HE16005AA NSP SERVICE ASSURANCE FP 3HE16086AA NSP APPLIANCE HA / DR LP Appliance scale is 2,000 Networks Elements, subject to a maximum of 1,500 MDA equivalents. (Platform sizing recommended) Upgrades are only supported by an annual Software Release Subscription (SRS). |  | 317200
3HE15892FA | Order this P/N to receive the following: Qty. 1 NSP Appliance on a HP DL380 Gen 10 server with the NSP 20 S/W Application & RHEL OS preloaded, and Qty. 800 NSP Appliance LPs. NOTE - The NSP Appliance LP is equivalent to the following R20 LP's / FP: 3HE16254AA NSP LICENSE POINT 3HE16001AA NSP CLASSIC MANAGEMENT FP 3HE16003AA NSP NETWORK INFRASTRUCTURE MANAGEMENT FP 3HE16004AA NSP SERVICE ACTIVATION + CONFIG. FP 3HE16005AA NSP SERVICE ASSURANCE FP Appliance scale is 2,000 Networks Elements, subject to a maximum of 1,500 MDA equivalents. (Platform sizing recommended) Upgrades are only supported by an annual Software Release Subscription (SRS). |  | 233410
3HE13941AA | Order this part number to get: Access to a dedicated cloud hosted instance of NSP with a pre-configured network based on one of the following NSP Lab as a Service catalog offerings: • NSP IP Management with SDN: allows for IP/MPLS network management functions while also providing SDN service provisioning and resource control • NSP IP / Optical Management with SDN: allows for multi-domain network management and optimization, cross domain resource control. • NSP Analytics: provides insight into network infrastructure conditions, service utilization, subscriber traffic analysis, and quality of user experience using a variety of reports. Users can view the reports with the pre populated data • Daily Fee - Order Qty. is based on the number of days required. | This is non-discountable. Daily fee | 50
3KC73705AAAA | Network Functions Manager-Transport (NFM-T) Standard Base Product License. Included embedded RHEL support. Only to be offered to customers with contracted OS support. UPGRADES ARE ONLY SUPPORTED BY AN ANNUAL SOFTWARE RELEASE SUBSCRIPTION (SRS). | This P/N is associated with a Lic. Key. | 83132

## IP Router Services
IP Router - IPR SERVICES
Part No | Description | Metric | Price
INSTALLATION AND IMPLEMENTATION
301091625 | Program Management - Remote | per hour | 225
301071247 | Technical Project Manager | per hour | 225
301036679 | Site Survey - OnSite | per site | 1950
301036679 | Engineering - Remote | per hour | 175
301036786 | Installation - OnSite (T&L not included) | per hour | 135
301071387 | Site Materials | priced per specific site conditions | Custom
RESIDENT ENGINEER
3HE06254AA | NOC Engineer Support (ONSITE - 1 Month) | per year | 51300
3HE09107AA | NOC Engineer Support (ONSITE - 1 Year) | per month | 350000
3HE06627AA | Architecture Engineer Support (ONSITE - 1 Month) | per year | 51300
3HE09108AA | Architecture Engineer Support (ONSITE - 1 Year) | per year | 350000
3HE06628AA | NSP Engineer Support (ONSITE - 1 Month) | per month | 51300
3HE09109AA | NSP Engineer Support (ONSITE - 1 Year) | per year | 350000
FIELD CORRECTIVE MAINTENANCE
3HE09054AA | Field Corrective Maintenance (FCM) 24x7x4HR | per network | Custom
3HE09055AA | Field Corrective Maintenance (FCM) 8x5x4HR | per network | Custom
3HE09056AA | Field Corrective Maintenance (FCM) 24x7xNBD | per network | Custom
DESIGN & INTEGRATION SERVICES
3HE06629AA | L2 wireline Design | per day | 1840
3HE09367AA | L2 / L3 wireline / MWBH design | per day | 1840
301094207 | LTE Backhaul & Core Router Design and Integration | per day | 1840
3HE06636AA | Network Design Consultation | per day | 1840
3HE09043AA | Nuage Professional Services | per day | 1840
3HE02934AA | NSP Integration - (Remote) | per hour | 240
3HE09347AA | NSP Integration - (Onsite) - T&L not included | per hour | 240
3HE06639AA | NSP SW Upgrade (Remote) | per hour | 240
3HE04124AA | NSP SW Upgrade (Onsite) - T&L not included | per hour | 240
3HE04256AA | NSP Operations Consulting | per hour | 240
3HE06631AA | Network Integration 7x50 SR/ESS | per hour | 230
3HE06632AA | Network Integration 7705 SAR | per hour | 230
3HE07796AA | Network Integration 7210 SAS | per hour | 230
3HE02941AA | Design & Integration - General IP Routing - 7750 SR, 7705 SAR, 7210 SAS | per hour | 230
3HE07153AA | Network Integration 7750 SR, 7705 SAR, 7210 SAS - (Onsite 1 Week) | per week | 16500
* Notes:
*Pricing Instructions:
1. All hourly rates are based on a 40-hour work week and normal business hours.
2. Ordering codes are subject to change and will be determined when an official quote is provided by Nokia
3. Site Survey is limited to the United States, excluding Hawaii and Canada
4. Site Survey Assumptions: Pricing includes performing a basic site survey, which includes verification of equipment bay location, peripheral equipment termination assignments, power type and termination assignments, and cable running routes.
5. Installation and Implementation Services pricing does not apply to states with prevailing wages statutes. Pricing will be quoted based on individual State adherence to prevailing wage requirements
6. Program Management and TPM performed remotely.
7. All services are subject to specific definitions, inclusions, exclusions, terms, etc. as defined in a Statement of Work that will accompany each price quote from Nokia.
8. Rates do not include travel and living expenses unless otherwise noted. T&L will be added at time of final quoting.
9. On-site Installation hourly rate may require T&L depending on site location and distance from an installation base; TBD once site information is provided.
10. All Design & Integration Services listed above are assumed to be performed remotely unless otherwise noted. If onsite suppoer is required, T&L will be added at time of final quoting (i.e. on-site hourly rate may require T&L depending on site location)
OPTICAL SERVICES
Part No | Description | Metric | Price
INSTALLATION AND IMPLEMENTATION
301091633 | Program Management - Remote | per hour | 225
301071247 | Technical Project Manager | per hour | 225
300519295 | Site Survey - OnSite | per site | 1950
300519295 | Engineering - Remote | per hour | 175
300466612 | Installation - OnSite (T&L not included) | per hour | 135
3EF18786BGAA | Site Materials | priced per specific site conditions | Custom
RESIDENT ENGINEER
300783339 | Optical Resident Engineer - 1 Year | per person | 350000
FIELD CORRECTIVE MAINTENANCE
300865524 | Field Corrective Maintenance (FCM) 24x7x4 hrs. | per network | Custom
300865540 | Field Corrective Maintenance (FCM) 24x7x NBD | per network | Custom
INTEGRATION
300472503 | Optical Integration - OnSite | per week | 16500
3HE02941AA | Optical Integration - T&L not included | per hour | 220
300472503 | Optical Integration - Pre-Staging Texas | per unit | 651
301088191 | Remote NFM-T Integration support | per hour | 240
* Notes:
*Pricing Instructions:
1. All hourly rates are based on a 40-hour work week and normal business hours.
2. Ordering codes are subject to change and will be determined when an official quote is provided by Nokia
3. Site Survey is limited to the United States, excluding Hawaii and Canada
4. Site Survey Assumptions: Pricing includes performing a basic site survey, which includes verification of equipment bay location, peripheral equipment termination assignments, power type and termination assignments, and cable running routes.
5. Installation and Implementation Services pricing does not apply to states with prevailing wages statutes. Pricing will be quoted based on individual State adherence to prevailing wage requirements
6. Program Management and TPM performed remotely.
7. All services are subject to specific definitions, inclusions, exclusions, terms, etc. as defined in a Statement of Work that will accompany each price quote from Nokia.
8. On-site rates include travel and living expenses unless otherwise noted. T&L will be added at time of final quoting.
9. On-site Installation hourly rate may require T&L depending on site location and distance from an installation base; TBD once site information is provided.

## IPR Maintenance
IPR Maintenance
Part No | Description | Metric | MSRP | Discount % | Unit Price
| REMOTE TECHNICAL SUPPORT |  |  |  | Price per Year
301013231 | Remote Technical Support Gold with NSP (7705 SAR, 7210 SAS, 210 WBX) | % of sell price (per year) | 5% | - | 5%
301013231 | Remote Technical Support Gold with NSP (7750 SR, 7750 Sre, 7750 SRa, 7250 IXR) | % of sell price (per year) | 7.5% | - | 7.5%
301013231 | Remote Technical Support Gold (Nuage, VSR, Deepfield) | % of sell price (per year) | 5% | - | 5%
301013231 | Remote Technical Support (minimum base price for network - 7705 SAR, 7210 SAS, 210 WBX, NSG) | per project | 5833.3333 | 40% | 3500
301013231 | Remote Technical Support (minimum base price for network - 7750 SR, 7750 SRe, 7750 SRa, 7250 IXR) | per project | 7500 | 40% | 4500
301013231 | Remote Technical Support (minimum base price for network ) Deepfield | per project | 10666.6667 | 40% | 6400
301013231 | Remote Technical Support (minimum base price for network NSP platform stand alone) | per project | 5833.3333 | 40% | 3500
| HARDWARE RETRUN FOR REPAIR RES-RFR) |  |  |  | Price per Year
Pricing is applicable after product warranty expires (typically after year 1)
301048468 | RES-RFR - all HW products | % of sell price (per year) | 5% | - | 5%
301048468 | RES-RFR (minimum base price for network ) 7705 SAR, 7210 SAS, 7750 SR, 7750 SRe, 7750 SRa, 7250 IXR, NSG | per project | 6250 | 40% | 3750
301048468 | RES-RFR (minimum base price for network ) 7850 VSG / VSA | per project | 11666.6667 | 40% | 7000
| HARDWARE REPAIR & REPLACEMENT - ADVANCED EXCHANGE (RES-AE) |  |  |  | Price per Year
301048450 | RES-AE-NBD - all HW products Year 1 | % of sell price (per year) | 4% | - | 4%
301048450 | RES-AE-NBD - all HW products Year 2 | % of sell price (per year) | 7.5% | - | 7.5%
301048476 | RES-AE-4HR - all HW products Year 1 | per unit/per year | Custom quoted based on geographic location | - | Custom quoted based on geographic location
301048476 | RES-AE-4HR - all HW products Year 2 | per unit/per year | Custom quoted based on geographic location | - | Custom quoted based on geographic location
301048450 | RES-AE (minimum Year 1 price for base network) 7705 SAR, 7210 SAS, 7750 SR, 7750 SRe, 7750 SRa, 7250 IXR, NSG | per project | 5833.3333 | 40% | 3500
301048450 | RES-AE (minimum Year 2 price for base network) 7705 SAR, 7210 SAS, 7750 SR, 7750 SRe, 7750 SRa, 7250 IXR, NSG | per project | 10416.6667 | 40% | 6250
301048450 | RES-AE (minimum Year 1 price for base network) 7850 VSG / VSA | per project | 10833.3333 | 40% | 6500
301048450 | RES-AE (minimum Year 2 price for base network) 7850 VSG / VSA | per project | 33333.3333 | 40% | 20000
301048450 | RES-AE (minimum Year 1 price for base network) NSG | per project | 916.6667 | 40% | 550
301048450 | RES-AE (minimum Year 2 price for base network) NSG | per project | 3666.6667 | 40% | 2200
| SOFTWARE SUBSCRIPTION PLANS |  |  |  | Price per Year
3HE01807AB | SRS Annual Fee - 7750 SR(x), 7210 SAS, 7250 IXR | % of sell price (per year) | 2.5% | - | 2.5%
3HE11172AA | SRS Annual Fee - VSR | % of sell price (per year) | 20% | - | 20%
3HE05610AB | SRS Annual Fee - 7705 SAR | % of sell price (per year) | 2.5% | - | 2.5%
3HE09697AB | SRS Annual Fee - Nuage | % of sell price (per year) | 20% | - | 20%
3HE14107AA | SRS Annual Fee - DEEPFIELD | % of sell price (per year) | 20% | - | 20%
8DG43280AAAA | SRS Annual Fee - NFM-T | % of sell price (per year) | 20% | - | 20%
3HE10161AA | SRS Annual Fee - NFM-P | % of sell price (per year) | 20% | - | 20%
3HE12103AA | SRS Annual Fee - VSAP | % of sell price (per year) | 20% | - | 20%
3HE13428AA | SRS Annual Fee - VNO | % of sell price (per year) | 20% | - | 20%
OPTICAL MAINTENANCE
Part No | Description | Metric | NASPO Unit Price *
REMOTE TECHNICAL SUPPORT
301048005 | Remote Technical Support Gold - All Products | per unit/per year | 5% IBV
REPAIR EXCHANGE SERVICES
301048492 | Repair and Exchange Service (all products) post warranty period | per unit/per year | 5% IBV
301048484 | Advanced Repair and Exchange Service Next Day (all products) - Year 1 | per unit/per year | 4% IBV
301048484 | Advanced Repair and Exchange Service Next Day (all products) - Year 2+ | per unit/per year | 7.5% IBV
301048500 | Advanced Repair and Exchange Service 4hr (all products) | per unit/per year | CUSTOM
SOFTWARE RELEASE SUBSCRIPTION
3KC69726AAAA | 1830 PSS-4 SSP | per unit/per year | 5% IBV
3KC69727AAAA | 1830 PSS-8 SSP | per unit/per year | 5% IBV
3KC69728AAAA | 1830 PSS-16II/16 SSP | per unit/per year | 5% IBV
3KC69729AAAA | 1830 PSS-32 SSP | per unit/per year | 5% IBV
3KC69731AAAA | 1830 PSS-24X SSP | per unit/per year | 5% IBV
8DG43280AAAA | NSP NFM-T | per unit/per year | 20% NSP IBV
109767749 | Software Subscription Plan (all other products) | per unit/per year | 5% IBV
*Pricing Instructions: 1 - Remote Technical Support Price = 5% of IBV (Installed Base Value) with a minimum fee of $2,000 2 - Repair Exchange Services = % of IBV (Installed Base Value) with a network minimum of $3,500 for R4R and $6,500 for AES 3 - Nodal Fees must be paid annuallly 4 - RTS Silver price = RTS Gold Price x 95% : RTS Bronze price = RTS Gold Price x 90% 5 - All hourly rates are based on a 40-hour work week 6 - Onsite rates do not include travel and living expenses 7 - Ordering codes are subject to change and will be determined when an official quote is provided by Nokia
Pricing Calculation Instructions:
1 - RTS, RFR and RES-AE fees are paid annuallly
2 - % based RTS Gold, RFR and RES-AE Prices = % fees listed below x total sell price of all HW & SW including license fees. These % fees must meet or exceed the minimums listed below (% amount cannot be below the minimum).
3 - RTS Silver price = RTS Gold Price x 95% : RTS Bronze price = RTS Gold Price x 90%

## Fixed Access
HGAC PRICE LIST
Fixed Access - FBA |  | Products
Exported Date: |  | April 15, 2021
1 | 6 | 2 | 3 | 4 | 5 | 7 | 8 | 9 | 10 | 11 | 12 | 15 | 16 | 17 | 18 | 19 | 20 | 21
Category | Item Type | Item Code | Status | Short Description | Long Description | GPP Product Discount Category | Product Price List in USD | Product Discount | Product Market Price in USD | Product Tier Discount | Product Purchase Price in USD | Primary Category | Net Weight (kg) | Gross Weight (kg) | Length (mm) | Width (mm) | Height (mm) | Volume (cc)
[Category] | [Item Type] | [Product Code] | [State] | [Product (Name)] | [Product Description] | [Product Discount Category] | [List Price] | 0% | [List Price] | 5% | [List Price]
Additional Parts & Spare Parts | Hardware | 3FE67300BA | Release | KIT-FX-8 ANSI VERT | ISAM FX-8 Vertical mounting kit for 19¿ or 23¿ rack | Common FBA | 1132.38 | 50% | 566.19 | 5% | 537.8805 | Hardware | 9.16 | 9.35 | 563.88 | 416.56 | 269.24 | 63241.74
Additional Parts & Spare Parts | Hardware | 3FE67300AA | Release | KIT-FX-8 ANSI HORIZ | ISAM FX-8 Horizontal mounting kit for 19¿ or 23¿ rack | Common FBA | 361.91 | 50% | 180.955 | 5% | 171.9073 | Hardware | 1.47 | 1.5 | 381 | 152.4 | 165.1 | 9586.43
Additional Parts & Spare Parts | Hardware | 3FE67299BA | Release | KIT-FX-4 ANSI VERT | ISAM FX-4 Vertical mounting kit for 19¿ or 23¿ rack | Common FBA | 1132.38 | 50% | 566.19 | 5% | 537.8805 | Hardware | 8.45 | 8.62 | 542.93 | 428.62 | 263.52 | 61323.91
Additional Parts & Spare Parts | Hardware | 3FE67299AA | Release | KIT-FX-4 ANSI HORIZ | ISAM FX-4 Horizontal mounting kit for 19¿ or 23¿ rack | Common FBA | 349.52 | 50% | 174.76 | 5% | 166.022 | Hardware | 1.02 | 1.04 | 312.74 | 163.51 | 163.51 | 8361.27
Additional Parts & Spare Parts | Hardware | 3FE66546AA | Release | BFAN-H FX Intell Fan incl filter, FX-16 | ISAM FD/FX Intelligent Fan w Dustfilter, 48V/60V only (for FX-16) | Common_10 FBA | 1180 | 50% | 590 | 5% | 560.5 | Hardware | 3.4 | 4.37 | 600 | 345 | 150 | 31050
Additional Parts & Spare Parts | Hardware | 3FE66545AA | Release | BFAN-E FX Intell. Fan excl. filter, FX-8 | ISAM FD/FX Intelligent Fan w/o Dustfilter, 48V/60V only (for FX-8) | Common_10 FBA | 800 | 50% | 400 | 5% | 380 | Hardware | 1.64 | 1.67 | 412.75 | 279.4 | 50.8 | 5858.38
Additional Parts & Spare Parts | Hardware | 3FE66544AA | Release | BFAN-X FX Intell. Fan excl. filter, FX-4 | ISAM FD/FX Intelligent Fan w/o Dustfilter, 48V/60V only (for FX-4) | Common_10 FBA | 470 | 50% | 235 | 5% | 223.25 | Hardware | 1.28 | 1.31 | 368.3 | 292.1 | 63.5 | 6831.36
Additional Parts & Spare Parts | Hardware | 3FE68285AA | Release | FX-16 BAFFLE KIT | ISAM FX-16 Baffle Kit. Required if only ordering standalone shelf (3FE65209BA) instead of a kitted rack w/ shelf. | Common FBA | 468 | 50% | 234 | 5% | 222.3 | Hardware | 4.8 | 4.9 | 606.42 | 327.02 | 193.68 | 38408.96
Additional Parts & Spare Parts | Hardware | 3FE64928EA | Release | FX Dust filter for 4-slot shelf | ISAM FX Dust filter for 4-slot shelf, for BFAN | Common_15 FBA | 98.5 | 50% | 49.25 | 5% | 46.7875 | Hardware | 0.04 | 0.04 | 196.85 | 190.5 | 9.53 | 357.19
Additional Parts & Spare Parts | Hardware | 3FE64928DA | Release | FX Dust filter for 8-slot shelf | ISAM FX Dust filter for 8-slot shelf, for BFAN | Common_15 FBA | 122 | 50% | 61 | 5% | 57.95 | Hardware | 0.05 | 0.06 | 290 | 200 | 50 | 2900
Additional Parts & Spare Parts | Hardware | 3MV00535AA | Release | CSN27 Floating Grnd UPS | Cyberpower UPS, floating ground to be used with outdoor HPNA ONT | ONT-PS_01 FBA | 76 | 50% | 38 | 5% | 36.1 | Hardware | 0.74 | 0.77 | 263.53 | 206.38 | 130.18 | 7079.54
Additional Parts & Spare Parts | Hardware | 3MV00500AA | Release | UPS CSN27U12V3-G | CyberPower 12V 27W UPS, battery not included | ONT-PS_01 FBA | 76 | 50% | 38 | 5% | 36.1 | Hardware | 0.71 | 0.73 | 263.52 | 215.9 | 133.35 | 7586.81
Additional Parts & Spare Parts | Hardware | 3MV00433AA | Release | UPS - CSN27U12V | CyberPower UPS, for Bell Canada | ONT-PS_01 FBA | 76 | 50% | 38 | 5% | 36.1 | Hardware | 1.07 | 1.09 | 269.88 | 219.08 | 133.35 | 7884.36
Additional Parts & Spare Parts | Hardware | 3FE68295AA | Release | FX-16 DRIP TRAY | Drip Tray for 23" Rack | Common FBA | 490.38 | 50% | 245.19 | 5% | 232.9305 | Hardware | 3.02 | 3.08 | 504.82 | 285.75 | 142.88 | 20610.77
Additional Parts & Spare Parts | Hardware | 3FE67952AA | Release | FX Dust filter for 16-slot shelf | ISAM FX Dust filter for 16-slot shelf, for BFAN | Common_10 FBA | 100 | 50% | 50 | 5% | 47.5 | Hardware | 0.16 | 0.17 | 317.5 | 254 | 9.53 | 768.14
Additional Parts & Spare Parts | Hardware | 3EM24378AA | Release | 8ft Molex DC Pwr Cable for Delta UPS | 8' Molex DC power cable for 12V/32Watt UPS | ONT-PS_01 FBA | 18 | 50% | 9 | 5% | 8.55 | Hardware | 0.19 | 0.2 | 240 | 80 | 40 | 768
Additional Parts & Spare Parts | Hardware | 3EM23372AA | Release | DMDU-4850R UPS | UPS 90-264VAC/48VDC, Wall Mount, 50 Watt, -20C to +55C for SOHO and Business ONT | ONT-PS_01 FBA | 160 | 50% | 80 | 5% | 76 | Hardware | 1.49 | 1.52 | 269.88 | 241.3 | 88.9 | 5789.24
Additional Parts & Spare Parts | Hardware | 3EM23134AB | Release | DUPS-1232A non-grnd UPS | Delta DUPS-1232A UPS | ONT-PS_01 FBA | 76 | 50% | 38 | 5% | 36.1 | Hardware | 1.27 | 1.34 | 269.88 | 241.3 | 95.25 | 6202.74
Additional Parts & Spare Parts | Hardware | 1AF17581ACAA | Release | Batteries (Installation) 7.8Ah 12V UPS B | Battery, 12V, 8.0Ah | ONT-PS_01 FBA | 60 | 50% | 30 | 5% | 28.5 | Hardware | 2.58 | 2.63 | 149.23 | 63.5 | 88.9 | 842.4
Additional Parts & Spare Parts | Hardware | 1AF17581ABAA | Release | Batteries (Installation) 16.8Ah 12V UPS | Batteries (Installation) 16.8Ah*12V_UPS | ONT-PS_01 FBA | 214.9 | 50% | 107.45 | 5% | 102.0775 | Hardware | 6.75 | 6.88 | 177.8 | 76.2 | 165.1 | 2236.83
Additional Parts & Spare Parts | Hardware | 1AF01226ASAB | Release | POWER SUPPLY STANDARD AC/DC UNIV ACIN | AC/DC Power Converter, 90-264VAC/12VDC, 24W Desktop (brick) - DC cable w/ molex connector (w/o AC power cable) | ONT-PS_01 FBA | 30 | 50% | 15 | 5% | 14.25 | Hardware | 0.19 | 0.21 | 149 | 73 | 44 | 478.59
Additional Parts & Spare Parts | Hardware | 1AB383340010 | Release | CABLE ASSY ROUND 2.38m IEC320 C5 3_NEMA | 8' power cable (IEC 320-C5 to NEMA 5-15 [Type B]) for NA applications | ONT-PS_01 FBA | 8 | 50% | 4 | 5% | 3.8 | Hardware | 0.19 | 0.19 | 228.6 | 101.6 | 50.8 | 1179.87
Additional Parts & Spare Parts | Hardware | 1AB076760073 | Release | CABLE ASSY ROUND 2.5m-IEC320 C13x3-NEMA | Indoor ONT AC Power Cable with Type B plug (1.83m), This is the AC power cable that goes with Power Adapter 1AF01226ASAA | ONT-PS_02 FBA | 14 | 50% | 7 | 5% | 6.65 | Hardware | 0.15 | 0.15 | 222.25 | 69.85 | 50.8 | 788.63
Additional Parts & Spare Parts | Hardware | 3FE61087FA | Release | 7360 FX-16 Fiber Routing Kit | ISAM FX-16 Fiber Routing Kit | Common_10 FBA | 70 | 50% | 35 | 5% | 33.25 | Hardware | 0.2 | 0.22 | 190 | 140 | 80 | 2128
Additional Parts & Spare Parts | Hardware | 3FE56393AC | Release | Wall mount bracket for G-010G-A | Wall mount bracket for G-010G-A, reduced size | ONT-ACC FBA | 15.5 | 50% | 7.75 | 5% | 7.3625 | Hardware | 0.13 | 0.13 | 194 | 92 | 53 | 945.94
Additional Parts & Spare Parts | Hardware | 1AD014120044 | Release | RACK EQUIPMENT_584.2mm(23In)W/Spcl Gnd | ANSI 7' Rack (23in) | Common FBA | 1414.1 | 50% | 707.05 | 5% | 671.6975 | Hardware | 97.8 | 99.79 | 2159 | 685.8 | 260.35 | 385485.2
Additional Parts & Spare Parts | Hardware | 1AB147830065 | Release | 4GB Compact Flash Card (,) | 4GB Compact Flash Card (Empty) | Common_10 FBA | 257.3 | 50% | 128.65 | 5% | 122.2175 | Hardware | 0.01 | 0.02 | 20 | 12 | 5 | 1.2
Additional Parts & Spare Parts | Hardware | 3EM24378AB | Release | 25ft Molex DC Pwr Cable for Delta UPS | 25' Molex DC power cable for 12V/32Watt UPS | ONT-PS_01 FBA | 19.44 | 50% | 9.72 | 5% | 9.234 | Hardware | 0.48 | 0.49 | 165.1 | 165.1 | 50.8 | 1384.71
Additional Parts & Spare Parts | Hardware | 3EM18276AD | Release | Outdoor ONT to UPS Cable 7.5m | Outdoor ONT to UPS Cable 7.5m / 25 ft - 2 fork lugs for power and return | ONT-PS_01 FBA | 30.66 | 50% | 15.33 | 5% | 14.5635 | Hardware | 0.51 | 0.52 | 292 | 229 | 44 | 2942.19
Additional Parts & Spare Parts | Hardware | 1AF30360AAAA | Ramp Up | DC Power Plant 48V 0A FFTx UPS With Bat | DC Power Plant_48 V*0A_FFTx UPS With Bat | ONT-PS_01 FBA | 176.4 | 50% | 88.2 | 5% | 83.79 | Hardware | 0.59 | 0.73 | 254 | 177.8 | 63.5 | 2867.73
Additional Parts & Spare Parts | Hardware | 3FE54221AH | Release | I-24XG-B Outdoor Enclosure | I-24XG-B Outdoor Enclosure | ONT-ENCL_01 FBA | 90 | 50% | 45 | 5% | 42.75 | Hardware | 2.44 | 2.49 | 406.4 | 330.2 | 203.2 | 27268.07
Cable | Hardware | 3FE73552AA | Ramp Up | AC Power Cable (ANSI plug) (3m) | AC Power Cable with ANSI wall plug connector (3m) | Cables_01 FBA | 60 | 50% | 30 | 5% | 28.5 | Hardware | 0 | 0 | 0.01 | 0.01 | 0.9 | 0
Cable | Hardware | 3FE73081AA | Implement | USB Craft Cable for SX-12VP | 7367 ISAM SX-12VP USB Craft cable | Cables_01 FBA | 64.82 | 50% | 32.41 | 5% | 30.7895 | Hardware | 0.11 | 0.21 | 127 | 50.8 | 25.4 | 163.87
Cable | Hardware | 3FE72993DA | Release | DC Power Cable (3m) | DC Power Cable (3m) | Mini-OLT FBA | 89 | 55% | 40.05 | 5% | 38.0475 | Hardware | 0.2 | 0.24 | 170 | 170 | 30 | 867
Cable | Hardware | 3FE72087AA | Release | 7362/7367 AC Power Cable (3m) | 7362/7367 ISAM SF-8GW AC Power Cable (3m) | Cables_02 FBA | 244.5 | 50% | 122.25 | 5% | 116.1375 | Hardware | 0.36 | 0.86 | 270 | 270 | 120 | 8748
Cable | Hardware | 3FE69371AA | Ramp Up | VSRM-A Alarms 10ft 6-Pair OSP w/ Heyco | 7367 ISAM SX-48V Alarm Cable 10ft 6-pair OSP with Heyco | Cables_01 FBA | 135.02 | 50% | 67.51 | 5% | 64.1345 | Hardware | 0.2 | 0.4 | 370 | 360 | 30 | 3996
Cable | Hardware | 3FE69368AA | Release | VSRM-A SOOW Pwr 10ft AC/DC Pwr 3x14AWG | 7367 ISAM SX-48V SOOW Power Cable 10ft AC&DC Power (3x14AWG) | Cables_01 FBA | 270.02 | 50% | 135.01 | 5% | 128.2595 | Hardware | 1.63 | 1.81 | 533.4 | 355.6 | 381 | 72266.67
Cable | Hardware | 3FE69367AA | Ramp Up | GPON Cable 10ft 1 x SMF SC/APC OSP | 7367 ISAM SX-48V GPON Cable 10ft 1xSMF SC/APC OSP | Cables_01 FBA | 170.12 | 50% | 85.06 | 5% | 80.807 | Hardware | 0.2 | 0.5 | 250 | 250 | 30 | 1875
Cable | Hardware | 3FE69366AA | Ramp Up | VSRM-A Ethernet 10ft 2 x SMF LC/PC OSP | 7367 ISAM SX-48V Ethernet Cable 10ft 2xSMF LC/PC OSP | Cables_01 FBA | 280.82 | 50% | 140.41 | 5% | 133.3895 | Hardware | 0.2 | 0.5 | 250 | 250 | 25 | 1562.5
Cable | Hardware | 3FE74483JA | Release | Service Cable 8xLC+8xLC, RA (100ft/30m) | 7362 ISAM SF-8GW Service Cable, 8xLC + 8xLC, right angle (100ft / 30m) | Cables_02 FBA | 733.03 | 50% | 366.515 | 5% | 348.1893 | Hardware | 4 | 5.5 | 500 | 500 | 170 | 42500
Cable | Hardware | 3FE74482JA | Release | Service fiber cables,8xLC.SA(100ft/30m) | 7362 ISAM SF-8GW Service Cable, 8xLC + 8xLC, straight angle (100ft / 30m) | Cables_02 FBA | 729.47 | 50% | 364.735 | 5% | 346.4982 | Hardware | 0.9 | 1.05 | 300 | 300 | 50 | 4500
Cable | Hardware | 3FE74481JA | Release | Service Cable 4xSC+8xLC, RA (100ft/30m) | 7362 ISAM SF-8GW Service Cable, 4xSC + 8xLC, right angle (100ft / 30m) | Cables_01 FBA | 610.61 | 50% | 305.305 | 5% | 290.0398 | Hardware | 4.6 | 5 | 500 | 500 | 180 | 45000
Cable | Hardware | 3FE74318JA | Release | Service Cable 4xSC+8xLC, SA (100ft/30m) | 7362 ISAM SF-8GW Service Cable, 4xSC + 8xLC, straight angle (100ft / 30m) | Cables_01 FBA | 607.03 | 50% | 303.515 | 5% | 288.3392 | Hardware | 4 | 5.5 | 500 | 500 | 170 | 42500
CFP4 | Hardware | 3FE71994AA | Release | 100G BASE-SR4 CFP4 C-temp 850nm MMF 100m | 100G BASE-SR4 CFP4 C-temp 850nm MMF 100m | Common FBA | 4290 | 50% | 2145 | 5% | 2037.75 | Hardware | 0.07 | 0.09 | 165 | 55 | 30 | 272.25
CFP4 | Hardware | 3FE71782AA | Release | 100G BASE-LR4 CFP4 C-temp SMF 10km | 100G BASE-LR4 CFP4 C-temp SMF 10km | Common FBA | 8190 | 50% | 4095 | 5% | 3890.25 | Hardware | 0.07 | 0.14 | 180 | 110 | 20 | 396
COI | Software | 3MV00741AAAA | Release | 7362 10GE Uplink Per Port RTU | 7362 10GE Uplink Per Port RTU | Mini-OLT FBA | 585 | 55% | 263.25 | 5% | 250.0875 | Software | 0 | 0 | 0 | 0 | 0 | 0
COI | Software | 3MV00740AAAA | Release | 7362 DF-16GW 10GE Uplink Per Port RTU | 7362 DF-16GW 10GE Uplink Per Port RTU | Mini-OLT FBA | 430 | 55% | 193.5 | 5% | 183.825 | Software | 0 | 0 | 0 | 0 | 0 | 0
COI | Hardware | 3HG01379AC | Release | 7362 SF-8GW Coax w/1-XGS-PON Opt/1 RTU | 7362 SF-8GW Coax w/1-XGS-PON Opt/1 RTU | Remote Node-2 FBA | 13800 | 55% | 6210 | 5% | 5899.5 | Hardware | 0.31 | 0.5 | 230 | 140 | 60 | 1932
COI | Hardware | 3HG01378AC | Release | 7362 SF-8GW Coax w/1-Dual GPON Opt/2 RTU | 7362 SF-8GW Coax w/1-Dual GPON Opt/2 RTU | Remote Node-2 FBA | 13800 | 55% | 6210 | 5% | 5899.5 | Hardware | 0.31 | 0.5 | 120 | 80 | 30 | 288
COI | Hardware | 3HG01379AA | Release | 7362 SF-8GW AC w/ 1-Dual XGS Opt/2 RTUs | 7362 SF-8GW AC Powered w/ 1 XGS Optic Bundle and a 10GE optic Bundle. Each Bundle includes: | Remote Node-2 FBA | 13800 | 55% | 6210 | 5% | 5899.5 | Hardware | 0.45 | 0.95 | 270 | 60.3 | 28.6 | 465.64
COI | Hardware | 3HG01378AA | Release | 7362 SF-8GW AC w/ 1-Dual GPON Opt/2 RTUs | 7362 SF-8GW AC Powered w/ 1-Dual GPON Optic + 2-Per Port RTUs¿. Each Bundle includes: | Remote Node-2 FBA | 13800 | 55% | 6210 | 5% | 5899.5 | Hardware | 0.45 | 0.95 | 270 | 60.3 | 28.6 | 465.64
COI | Hardware | 3HG01338AA | Release | 7362DF-16GW DC Powered w/1XGS Optic, RTU | 7362 DF-16GW DC Powered w/ 1 (XGS Optic + Per Port RTU) Bundle | Mini-OLT FBA | 13800 | 55% | 6210 | 5% | 5899.5 | Hardware | 7.62 | 8.1 | 87 | 18 | 180 | 281.88
COI | Hardware | 3HG01341AA | Release | XGS DR XFP N1 (C-temp) and PerPort RTU | XGS Dual Rate XFP N1 (C-temp) and PerPort RTU Bundle | Mini-OLT FBA | 1176 | 55% | 529.2 | 5% | 502.74 | Hardware | 0.1 | 0.13 | 87 | 18 | 15 | 23.49
COI | Hardware | 3HG01337AA | Ramp Up | 7362DF-16GW AC Powered w/1XGS Optic, RTU | 7362 DF-16GW AC Powered w/ 1 (XGS Optic + Per Port RTU) Bundle | Mini-OLT FBA | 13800 | 55% | 6210 | 5% | 5899.5 | Hardware | 1.52 | 1.8 | 870 | 415 | 180 | 64989
COI | Hardware | 3HG01346AA | Release | 7362DF-16GW DC Powered w/4(GPON,Opt,RTU) | 7362 DF-16GW DC Powered w/ 2-Dual GPON Optic + 4-Per Port RTUs | Mini-OLT FBA | 13800 | 55% | 6210 | 5% | 5899.5 | Hardware | 1.26 | 1.37 | 590 | 415 | 180 | 44073
COI | Hardware | 3HG01344AA | Release | 1-Dual GPON XFPOLT(I-TEMP)2-PERPORT RTU | 1 Dual GPON XFP OLT (I-temp) Class B+ and 2-PerPort RTU Bundle | Mini-OLT FBA | 656 | 55% | 295.2 | 5% | 280.44 | Hardware | 0.1 | 0.2 | 0.01 | 0.01 | 0.09 | 0
COI | Hardware | 3HG01340AA | Release | 10GE Uplink Optic and PerPort RTU Bundle | 10GE Uplink Optic and PerPort RTU Bundle | Mini-OLT FBA | 867 | 55% | 390.15 | 5% | 370.6425 | Hardware | 0.04 | 0.05 | 136.5 | 60.3 | 28.6 | 235.41
COI | Hardware | 3HG01345AA | Ramp Up | 7362DF-16GW AC Powered w/4(GPON,Opt,RTU) | 7362 DF-16GW AC Powered w/ 2-Dual GPON Optic + 4-Per Port RTUs | Mini-OLT FBA | 13800 | 55% | 6210 | 5% | 5899.5 | Hardware | 1.2 | 1.4 | 590 | 415 | 183.6 | 44954.46
COI | Hardware | 3HG01533VM | Release | Simp FX-4 Str Kit FANT-G wFGLT-B NoOp V | Simplex FX-4 Starter Kit 1xFANT-G, 1xFGLT-B, no optics - Vertical | NAM-7360 Starter Kits FBA | 26000 | 50% | 13000 | 5% | 12350 | Hardware | 26.25 | 27.05 | 542.9 | 549.3 | 362 | 107953.8
COI | Hardware | 3HG01533HM | Release | Simp FX-4 Str Kit FANT-G wFGLT-B NoOp H | Simplex FX-4 Starter Kit 1xFANT-G, 1xFGLT-B, no optics - Horizontal | NAM-7360 Starter Kits FBA | 26000 | 50% | 13000 | 5% | 12350 | Hardware | 26.25 | 27.05 | 542.9 | 549.3 | 362 | 107953.8
COI | Hardware | 3HG01553AA | Release | Red FX-16 Str Kit FANTG wFGLT-D NoOp V | Redundant FX-16 Starter Kit 2xFANT-G, 1xFGLT-D, no optics - Vertical | NAM-7360 Starter Kits FBA | 38500 | 50% | 19250 | 5% | 18287.5 | Hardware | 32.86 | 34.43 | 504.8 | 609.6 | 390.5 | 120167
COI | Hardware | 3HG01552VA | Release | Red FX-8 Str Kit 2FANT-G wFGLT-D NoOp V | Redundant FX-8 Starter Kit 2xFANT-G, 1xFGLT-D, no optics - Vertical | NAM-7360 Starter Kits FBA | 34500 | 50% | 17250 | 5% | 16387.5 | Hardware | 27.86 | 29.43 | 500 | 546.1 | 362 | 98844.1
COI | Hardware | 3HG01552HA | Release | Red FX-8 Str Kit 2FANT-G wFGLT-D NoOp H | Redundant FX-8 Starter Kit 2xFANT-G, 1xFGLT-D, no optics - Horizontal | NAM-7360 Starter Kits FBA | 34500 | 50% | 17250 | 5% | 16387.5 | Hardware | 20.17 | 21.58 | 500 | 546.1 | 362 | 98844.1
COI | Hardware | 3HG01551VA | Release | Red FX-4 Str Kit 2FANT-G wFGLT-D NoOp V | Redundant FX-4 Starter Kit 2xFANT-G, 1xFGLT-D, no optics - Vertical | NAM-7360 Starter Kits FBA | 30500 | 50% | 15250 | 5% | 14487.5 | Hardware | 27.14 | 28.95 | 500 | 549.3 | 362 | 99423.3
COI | Hardware | 3HG01551HA | Release | Red FX-4 Str Kit 2FANT-G wFGLT-D NoOp H | Redundant FX-4 Starter Kit 2xFANT-G, 1xFGLT-D, no optics - Horizontal | NAM-7360 Starter Kits FBA | 30500 | 50% | 15250 | 5% | 14487.5 | Hardware | 19.71 | 21.37 | 500 | 549.3 | 362 | 99423.3
COI | Hardware | 3HG01516AA | Release | Red FX-16 Str Kit FANT-H wFWLT-C NoOp V | Redundant FX-16 Starter Kit 2xFANT-H, 1xFWLT-C, no optics - Vertical | NAM-7360 Starter Kits FBA | 45800 | 50% | 22900 | 5% | 21755 | Hardware | 36.23 | 38.44 | 717.6 | 609.6 | 390.5 | 170823.8
COI | Hardware | 3HG01515VA | Release | Red FX-8 Str Kit 2FANT-H wFWLT-C NoOp V | Redundant FX-8 Starter Kit 2xFANT-H, 1xFWLT-C, no optics - Vertical | NAM-7360 Starter Kits FBA | 41800 | 50% | 20900 | 5% | 19855 | Hardware | 19.13 | 20.04 | 466.7 | 546.1 | 362 | 92261.09
COI | Hardware | 3HG01515HA | Release | Red FX-8 Str Kit 2FANT-H wFWLT-C NoOp H | Redundant FX-8 Starter Kit 2xFANT-H, 1xFWLT-C, no optics - Horizontal | NAM-7360 Starter Kits FBA | 41800 | 50% | 20900 | 5% | 19855 | Hardware | 19.13 | 20.04 | 466.7 | 546.1 | 362 | 92261.09
COI | Hardware | 3HG01514VA | Release | Red FX-4 Str Kit 2FANT-H wFWLT-C NoOp V | Redundant FX-4 Starter Kit 2xFANT-H, 1xFWLT-C, no optics - Vertical | NAM-7360 Starter Kits FBA | 37800 | 50% | 18900 | 5% | 17955 | Hardware | 26.1 | 27.41 | 542.9 | 428.6 | 263.5 | 61313.01
COI | Hardware | 3HG01514HA | Release | Red FX-4 Str Kit 2FANT-H wFWLT-C NoOp H | Redundant FX-4 Starter Kit 2xFANT-H, 1xFWLT-C, no optics - Horizontal | NAM-7360 Starter Kits FBA | 37800 | 50% | 18900 | 5% | 17955 | Hardware | 19.13 | 20.04 | 466.7 | 546.1 | 362 | 92261.09
COI | Hardware | 3HG01528VM | Release | Red FX-8 Starter Kit FANT-G NoOptics V | Redundant FX-8 Starter Kit 2xFANT-G, No Line Card, no optics - Vertical | NAM-7360 Starter Kits FBA | 18500 | 50% | 9250 | 5% | 8787.5 | Hardware | 27.91 | 29.43 | 563.9 | 546.1 | 362 | 111476.4
COI | Hardware | 3HG01528HM | Release | Red FX-8 Starter Kit FANT-G NoOptics H | Redundant FX-8 Starter Kit 2xFANT-G, No Line Card, no optics - Horizontal | NAM-7360 Starter Kits FBA | 18500 | 50% | 9250 | 5% | 8787.5 | Hardware | 18.77 | 20.83 | 466.7 | 546.1 | 362 | 92261.09
COI | Hardware | 3HG01527VM | Release | Red FX-4 Starter Kit FANT-G NoOptics V | Redundant FX-4 Starter Kit 2xFANT-G, No Line Card, no optics - Vertical | NAM-7360 Starter Kits FBA | 14500 | 50% | 7250 | 5% | 6887.5 | Hardware | 25.74 | 27.45 | 440 | 549.3 | 362 | 87492.51
COI | Hardware | 3HG01527HM | Release | Red FX-4 Starter Kit FANT-G NoOptics H | Redundant FX-4 Starter Kit 2xFANT-G, No Line Card, no optics - Horizontal | NAM-7360 Starter Kits FBA | 14500 | 50% | 7250 | 5% | 6887.5 | Hardware | 18.31 | 19.87 | 500 | 549.3 | 362 | 99423.3
COI | Hardware | 3HG01392AE | Release | Red FX-8 Str Kit 2FANT-G wFGLT-B NoOp V | Redundant FX-8 Starter Kit 2xFANT-G, 1xFGLT-B, no optics - Vertical | NAM-7360 Starter Kits FBA | 34500 | 50% | 17250 | 5% | 16387.5 | Hardware | 20.22 | 21.58 | 466.7 | 546.1 | 362 | 92261.09
COI | Hardware | 3HG01376AE | Release | Red FX-4 Str Kit 2FANT-G wFGLT-B NoOp V | Redundant FX-4 Starter Kit 2xFANT-G, 1xFGLT-B, no optics - Vertical | NAM-7360 Starter Kits FBA | 30500 | 50% | 15250 | 5% | 14487.5 | Hardware | 27.19 | 28.95 | 327 | 549.3 | 362 | 65022.84
COI | Hardware | 3HG01376AD | Release | Red FX-4 Str Kit 2FANT-G wFGLT-B NoOp H | Redundant FX-4 Starter Kit 2xFANT-G, 1xFGLT-B, no optics - Horizontal | NAM-7360 Starter Kits FBA | 30500 | 50% | 15250 | 5% | 14487.5 | Hardware | 17.15 | 18.46 | 485 | 549.3 | 362 | 96440.6
COI | Hardware | 3HG01420AA | Release | 10GE 80km Uplink Optic and RTU Bundle | 10GE 80km Uplink Optic and PerPort RTU Bundle | Mini-OLT FBA | 7980 | 55% | 3591 | 5% | 3411.45 | Hardware | 0.06 | 0.07 | 127 | 50.8 | 25.4 | 163.87
COI | Hardware | 3HG01419AA | Release | 10GE 40km Uplink Optic and RTU Bundle | 10GE 40km Uplink Optic and PerPort RTU Bundle | Mini-OLT FBA | 5836 | 55% | 2626.2 | 5% | 2494.89 | Hardware | 0.06 | 0.07 | 127 | 50.8 | 25.4 | 163.87
COI | Hardware | 3HG01418AA | Release | XGS DR XFP N2 (C-temp) and PerPort RTU | XGS Dual Rate XFP N2 (C-temp) and PerPort RTU Bundle | Common-SFP_01 FBA | 1058 | 50% | 529 | 5% | 502.55 | Hardware | 0.11 | 0.13 | 87 | 18 | 15 | 23.49
COI | Hardware | 3HG01392AD | Release | Red FX-8 Str Kit 2FANT-G wFGLT-B NoOp H | Redundant FX-8 Starter Kit 2xFANT-G, 1xFGLT-B, no optics - Horizontal | NAM-7360 Starter Kits FBA | 34500 | 50% | 17250 | 5% | 16387.5 | Hardware | 20.22 | 21.58 | 500 | 546.1 | 312 | 85191.6
COI | Hardware | 3HG01393AC | Release | Red FX16 Str Kit FANTG wFGLT-B NoOp V | Redundant FX-16 Starter Kit 2xFANT-G, 1xFGLT-B, no optics - Vertical | NAM-7360 Starter Kits FBA | 38500 | 50% | 19250 | 5% | 18287.5 | Hardware | 37.32 | 39.99 | 717.6 | 609.6 | 390.5 | 170823.8
C-SFP | Hardware | 3FE65106AA | Release | 1000Base-BX10-D C-SFP | C-SFP 2 channel Pluggable Bidirectional Optical Module, GE BX 1490nm TX / 1310nm RX, -40C to +85C, Duplex LC connector, 10km (11dB) | LT-PTP_01 FBA | 250 | 50% | 125 | 5% | 118.75 | Hardware | 0.02 | 0.03 | 102 | 57 | 25 | 145.35
EMS | Software | 3FE31180AA | Release | A5520 AMS - RTU External TL1 GW | A5520 External TL1 GW | NMS_01 FBA | 37800 | 50% | 18900 | 5% | 17955 | Software | 0 | 0 | 0 | 0 | 0 | 0
EMS | Software | 3FE31060AA | Release | A5520 AMS - RTU Operator Position | A5520 AMS - RTU Operator Position | NMS_01 FBA | 18900 | 50% | 9450 | 5% | 8977.5 | Software | 0 | 0 | 0 | 0 | 0 | 0
EMS | Software | 3AP38518AAAA | Release | 5520/5529 AMS Starter Kit Bundle | 5520/5529 AMS Starter Kit Bundle (North American Tier 2/3 customers only) | NMS_01 FBA | 20000 | 50% | 10000 | 5% | 9500 | Software | 0 | 0 | 0 | 0 | 0 | 0
EMS | Software | 3AP38517CAAA | Release | A5520 AMS 5529 Apps St Syst RTU per Sub | A5520 AMS and 5529 Apps - Starter System RTU per Subscriber | NMS_01 FBA | 10.8 | 50% | 5.4 | 5% | 5.13 | Software | 0 | 0 | 0 | 0 | 0 | 0
Line Cards | Hardware | 3FE72955AA | Release | FWLT-B 8port U-NGPON LT (2x40G BP) | ISAM FX 8port U-NGPON LT (2x40G BP) | LT-NGPON-LT FBA | 19000 | 50% | 9500 | 5% | 9025 | Hardware | 1.88 | 3.34 | 572 | 413 | 165 | 38978.94
Line Cards | Hardware | 3FE45632BA | Release | CFXR-A 7362 DF-16GW with DC power | 7362 ISAM DF-16GW with DC power supply, incl. Fan Unit | Mini-OLT FBA | 13800 | 55% | 6210 | 5% | 5899.5 | Hardware | 5.6 | 7.42 | 597 | 429 | 203 | 51990.94
Line Cards | Hardware | 3FE45632AA | Release | CFXR-A 7362 DF-16GW with AC power | 7362 ISAM DF-16GW with AC power supply, incl. Fan Unit | Mini-OLT FBA | 13800 | 55% | 6210 | 5% | 5899.5 | Hardware | 5.6 | 7.8 | 590 | 415 | 180 | 44073
Line Cards | Hardware | 3FE65455BA | Ramp Down | NPOT-C 48-Port Voice LT | ISAM FD/FX Outdoor Cabinet POTS Voice Line Board 48 lines (48V/60V DC) | LT-POTS-LT FBA | 2400 | 50% | 1200 | 5% | 1140 | Hardware | 1.36 | 1.39 | 485.78 | 298.45 | 60.33 | 8745.89
Line Cards | Hardware | 3FE68954AB | Release | FGLT-B 16p GPON LT | ISAM FD/FX 16port GPON Line board | LT-GPON_07 FBA | 18000 | 50% | 9000 | 5% | 8550 | Hardware | 1.4 | 1.5 | 480 | 295 | 60 | 8496
Line Cards | Hardware | 3FE73517AA | Release | 7362 ISAM SF-8GW AC power w Coax Cable | 7362 ISAM SF-8GW with AC power supply via Coax Cable | Remote Node-SW package FBA | 13800 | 50% | 6900 | 5% | 6555 | Hardware | 18.9 | 20.9 | 508 | 259 | 297 | 39076.88
Line Cards | Hardware | 3FE73517BA | Release | 7362 ISAM SF-8GW AC power w SOOW Cable | 7362 ISAM SF-8GW with AC power supply via SOOW Cable | Remote Node-SW package FBA | 13800 | 50% | 6900 | 5% | 6555 | Hardware | 18.9 | 20.9 | 508 | 259 | 297 | 39076.88
Line Cards | Hardware | 3FE73517CA | Ramp Up | SF-8GW Triple powered variant | 7362 ISAM SF-8GW with AC/DC/RFT-V power supply | Remote Node FBA | 15000 | 50% | 7500 | 5% | 7125 | Hardware | 18 | 19.8 | 508 | 297 | 259 | 39076.88
Line Cards | Hardware | 3FE69486AB | Release | FELT-B 10G P2P Ethernet LT | ISAM FD/FX 10G (16p SFP+), 2,5G (18p SFP) and 1G/100M (36p cSFP) Line board, excl SFPs | LT-PTP_02 FBA | 5000 | 50% | 2500 | 5% | 2375 | Hardware | 1.67 | 1.76 | 480 | 300 | 60 | 8640
Line Cards | Hardware | 3FE74981AA | Release | FWLT-C 16port Multi-PON LT | ISAM FX 16port Multi-PON Line board | LT-MPM-LT FBA | 21800 | 50% | 10900 | 5% | 10355 | Hardware | 2.9 | 3.2 | 480 | 295 | 60 | 8496
Line Cards | Hardware | 3FE75833AA | Release | FGLT-D 16p GPON LT | ISAM FX 16port GPON Line board | LT-GPON_06 FBA | 18000 | 50% | 9000 | 5% | 8550 | Hardware | 1.4 | 1.6 | 480 | 295 | 60 | 8496
Line Cards Software Application Fees | Software | 3MV00468AAAA | Release | 7360 Layer 3 RTU License per shelf | Layer 3 Right to use License | SW package_01 FBA | 4000 | 50% | 2000 | 5% | 1900 | Software | 0 | 0 | 0 | 0 | 0 | 0
MDF Cables | Hardware | 3FE69365AA | Ramp Up | VSRM-A VDSL 710 10ft 50-pair Cable | 7367 ISAM SX-48V VDSL 710 10ft 50-pair CO or Drop Cable with Heyco Gland | Cables_01 FBA | 907.22 | 50% | 453.61 | 5% | 430.9295 | Hardware | 1.8 | 2.1 | 840 | 580 | 50 | 24360
MDF Cables | Hardware | 3FE69364AA | Release | VSRM-A VDSL MS2 10ft 50-Pair Cable | 7367 ISAM SX-48V VDSL MS2 10ft 50-pair CO or Drop Cable with Heyco Gland | Cables_01 FBA | 926.12 | 50% | 463.06 | 5% | 439.907 | Hardware | 1.89 | 1.97 | 622 | 470 | 64 | 18709.76
MDF Cables | Hardware | 3FE73309AA | Release | SX-48V VDSL CABLE 50FT, UNTERM | SX-48V VDSL CABLE 50FT, UNTERM | Cables_01 FBA | 5413.6 | 50% | 2706.8 | 5% | 2571.46 | Hardware | 9.46 | 9.75 | 511.3 | 511.3 | 165.1 | 43161.88
Network Termination Card Additional Part | Hardware | 3FE65586BA | Release | FNIO-A FX NTIO card 8-port 10G | 7360 ISAM FX Network Termination Input/Output Card with 80G for extending high speed connectivity | Common_02 FBA | 11600 | 50% | 5800 | 5% | 5510 | Hardware | 1.1 | 1.2 | 500 | 300 | 60 | 9000
Network Termination Card Additional Part | Hardware | 3FE74928AA | Release | FNIO-D | 7360 ISAM FX Network Termination Input/Output Card with 4x100GE for use with FANT-G & FANT-H | Common_08 FBA | 11600 | 50% | 5800 | 5% | 5510 | Hardware | 1.2 | 1.32 | 210 | 25 | 405 | 2126.25
Network Termination Cards | Hardware | 3FE67437AA | Release | NDPS-B Vect Proc Card (384 lines) | ISAM FD Vector Processing Card for 7302, 7330 and 7360 up to 384 lines; | Common_14 FBA | 14133 | 50% | 7066.5 | 5% | 6713.175 | Hardware | 1.36 | 1.39 | 482.6 | 298.45 | 63.5 | 9146.03
Network Termination Cards | Hardware | 3FE53701BD | Release | FANT-F 7360 FX 480Gbps NT w/ clock ANSI | 7360 ISAM FX 480Gbps NT with ANSI T1 BITS, Synchronous Ethernet and IEEE1588 for high density/high bandwidth applications, without SFPs (ANSI variant) | Common FBA | 17000 | 50% | 8500 | 5% | 8075 | Hardware | 1.91 | 1.94 | 482.6 | 297.18 | 55.88 | 8014.26
Network Termination Cards | Hardware | 3FE74828BB | Release | FANT-H 7360 FX 2600Gbps NT w/ clock ANSI | 7360 ISAM FX 2600Gbps NT with network clock synchronization capabilities and 2 additional 1G/10G front ports, without SFPs (ANSI variant) | Common FBA | 20000 | 50% | 10000 | 5% | 9500 | Hardware | 1.68 | 1.98 | 405 | 225 | 30 | 2733.75
Network Termination Cards | Hardware | 3FE71256BA | Release | FANT-G 7360 FX 1280Gbps NT w/ clock ANSI | 7360 ISAM FX 1280Gbps NT with network clock synchronization capabilities, without SFPs (ANSI variant) | Common FBA | 18000 | 50% | 9000 | 5% | 8550 | Hardware | 1.5 | 2 | 500 | 400 | 60 | 12000
OLT | Hardware | 3FE56402BC | Release | Dual GPON XFP OLT (I-temp) Class C+ | ISAM Dual GPON XFP OLT (I-temp) Class C+ | OLT-GPON-SFP_03 FBA | 1250 | 60% | 500 | 5% | 475 | Hardware | 0.1 | 0.11 | 88 | 20 | 13 | 22.88
OLT | Hardware | 3FE56402BA | Release | Dual GPON XFP OLT (C-temp) Class C+ | ISAM Dual GPON XFP OLT (C-temp) Class C+ | OLT-GPON-SFP_03 FBA | 875 | 60% | 350 | 5% | 332.5 | Hardware | 0.05 | 0.08 | 120 | 85 | 30 | 306
OLT | Hardware | 3FE56402AC | Release | Dual GPON XFP OLT (I-temp) Class B+ | ISAM Dual GPON XFP OLT (I-temp) Class B+ | Common-SFP_05 FBA | 820 | 50% | 410 | 5% | 389.5 | Hardware | 0.09 | 0.11 | 120 | 80 | 30 | 288
ONT | Hardware | 3FE47275AA | Release | C-040P-Q | 4 x 1G with PoE/+ Interface module,used on U-090CP-P/U-00160CP-P | ONT-C-040P-Q FBA | 285.63 | 65% | 99.9705 | 5% | 94.972 | Hardware | 1.2 | 1.3 | 220 | 300 | 44 | 2904
ONT | Hardware | 3FE47274AA | Release | C-040P-P | 4 x 1/2.5G with PoE/+ Interface module,used on U-090CP-P/U-00160CP-P | ONT-C-040P-P FBA | 591.66 | 66% | 201.1644 | 5% | 191.1062 | Hardware | 0.28 | 0.3 | 110 | 250 | 35 | 962.5
ONT | Hardware | 3FE47273AA | Release | U-090CP-P | U-090CP-P,POL,100-240v AC,GPON/XGSPON,8xGE, 1X10GE | ONT_07B FBA | 798 | 50% | 399 | 5% | 379.05 | Hardware | 1.2 | 1.3 | 220 | 300 | 44 | 2904
ONT | Hardware | 3FE46955AA | Release | G-010S-B | G-010S-B,GPON SFP ONT,1xGE UNI, with 1588v2 & SyncE support | ONT_04B FBA | 200 | 50.5% | 99 | 5% | 94.05 | Hardware | 0.03 | 0.04 | 72 | 14 | 13 | 13.1
ONT | Hardware | 3FE46541AA | Release | G-010S-A ONT | G-010S-A,GPON SFP ONT,1xGE UNI | ONT_04A FBA | 180 | 61.5% | 69.3 | 5% | 65.835 | Hardware | 0.03 | 0.05 | 100 | 60 | 20 | 120
ONT | Hardware | 3FE47474AA | Release | U-050X-A ONT only (XGSPON/XGPON1) | U-050X-A,ONT Only,GPON/XGSPON,4xGE,1x10GE,Supports 1588v2 Master | ONT_05B FBA | 1200 | 50% | 600 | 5% | 570 | Hardware | 0.4 | 0.44 | 209 | 40 | 130 | 1086.8
ONT | Hardware | 3FE47451AA | Release | U-050X-A (US plug) | U-050X-A,US Plug,GPON/XGSPON,4xGE,1x10GE,Supports 1588v2 Master | ONT_04C FBA | 1240 | 50% | 620 | 5% | 589 | Hardware | 0.4 | 0.44 | 209 | 40 | 130 | 1086.8
ONT | Hardware | 3FE56863AC | Release | G-040P-Q PoE ONT Kit (US Plug) | G-040P-Q,US Plug,GPON ONT,4xGE UNI | ONT_08C FBA | 430 | 51% | 210.7 | 5% | 200.165 | Hardware | 0.53 | 0.57 | 325 | 215 | 70 | 4891.25
ONT | Hardware | 3FE56089AA | Release | G-010G-A (US plug) | G-010G-A,US Plug,GPON ONT,1xGE UNI | ONT_10 FBA | 170 | 65.2% | 59.16 | 5% | 56.202 | Hardware | 0.48 | 0.56 | 183 | 125 | 49.5 | 1132.31
ONT | Hardware | 3FE55868AA | Release | G-240G-A H AC/DC (US plug) | G-240G-A,US Plug,GPON ONT,2POTS,4xGE | ONT-G-240G-A FBA | 270 | 66.7% | 89.91 | 5% | 85.4145 | Hardware | 0.86 | 0.91 | 244.48 | 171.45 | 88.9 | 3726.25
ONT | Hardware | 3FE55691AA | Release | G-240G-A ONT Only | G-240G-A,ONT Only,GPON ONT,2POTS,4xGE | ONT-G-240G-A FBA | 238 | 66.7% | 79.254 | 5% | 75.2913 | Hardware | 0.36 | 0.45 | 229 | 159 | 44 | 1602.08
ONT | Hardware | 3FE56074AB | Release | G-881G-B 8P,8GE,RF,Indoor | In-door ONT, 8 POTS, 8 GE, 1 RF, Wall-mount & Rack-mount capability | MDU-G-881G_02 FBA | 1100 | 50% | 550 | 5% | 522.5 | Hardware | 3.36 | 3.42 | 482.6 | 330.2 | 127 | 20238.02
ONT | Hardware | 3FE56074AA | Release | G-881G-A 8P,8GE,RF,Outdoor | Out-door ONT, 8 POTS, 8 GE, 1 RF | MDU-G-881G_01 FBA | 1300 | 50% | 650 | 5% | 617.5 | Hardware | 5.44 | 5.55 | 514.35 | 463.55 | 187.32 | 44662.14
ONT | Hardware | 3FE55742AA | Release | XE-040G-A Kit | XE-040G-A,US Plug,10G EPON,4xGE UNI,DPoE | ONT-XE-040G-A FBA | 588.89 | 55% | 265.0005 | 5% | 251.7505 | Hardware | 1.77 | 1.8 | 469.9 | 357.19 | 79.38 | 13323.42
ONT | Hardware | 3FE55508AA | Release | G-440G-A (US-plug) | G-440G-A,US Plug,GPON ONT,4POTS,4xGE | ONT-G-440G-A FBA | 330 | 66.75% | 109.725 | 5% | 104.2387 | Hardware | 0.89 | 0.91 | 247.65 | 171.45 | 88.9 | 3774.66
ONT | Hardware | 3FE55423AA | Release | G-440G-A | G-440G-A,ONT Only,GPON ONT,4POTS,4xGE | ONT-G-440G-A FBA | 298 | 66.75% | 99.085 | 5% | 94.1308 | Hardware | 0.43 | 0.45 | 247.65 | 161.93 | 41.28 | 1655.15
ONT | Hardware | 3FE46260AA | Release | KIT-E-240G-B | E-240G-B,MSO Global,US Plug,EPON ONT,2POTS, 4xGE UNI | ONT-E-240G-B FBA | 238 | 50% | 119 | 5% | 113.05 | Hardware | 1.5 | 1.7 | 229 | 158 | 116 | 4197.11
ONT | Hardware | 3FE48102AB | Ramp Up | XE-010X-B (US plug, Generic) | XE-010X-B,US Plug,10G EPON,1x10G MACsec,DPoE | ONU-XE-010X-B FBA | 358 | 50% | 179 | 5% | 170.05 | Hardware | 0 | 0 | 0.01 | 0.01 | 0.9 | 0
ONT | Hardware | 3FE48269AA | Ramp Up | XE-010S-B | XE-010S-B,10G EPON,1x10GE,DPoE | ONU-XE-010S-B FBA | 398 | 50% | 199 | 5% | 189.05 | Hardware | 0.45 | 0.5 | 220 | 40 | 160 | 1408
ONT | Hardware | 3FE49328AA | Ramp Up | XS-010X-Q (US plug) | XS-010X-Q,US Plug,XGS PON ONT,1 x 100M/1G/2.5G/5G/10G,Nokia Logo | ONT-XS-010X-Q FBA | 240 | 50% | 120 | 5% | 114 | Hardware | 0.26 | 0.41 | 170 | 156 | 92 | 2439.84
ONT | Hardware | 3FE48293AE | Release | G-2425G-B (US Plug, Canada) | G-2425G-B,Canada,US Plug,GPON ONT,2POTS,4xGE UNI,WIFI 5 4+4, 2xUSB2.0, molex power input | ONT-G-2425G-B FBA | 198 | 50% | 99 | 5% | 94.05 | Hardware | 0.62 | 0.68 | 245 | 180 | 194 | 8555.4
ONT | Hardware | 3FE48293AB | Release | G-2425G-B (US plug) | G-2425G-B,NAR,US Plug,GPON ONT,2POTS,4xGE UNI,WIFI 5 4+4,2xUSB2.0,molex power input | ONT-G-2425G-B FBA | 198 | 50% | 99 | 5% | 94.05 | Hardware | 0.62 | 0.68 | 245 | 180 | 194 | 8555.4
ONT | Hardware | 3FE47358AC | Release | G-240W-E (US plug, Canada) | G-240W-E,Canada,US Plug,GPON ONT,2xPOTS,4xGE UNI,Wifi 5 3+4,2xUSB 2.0 | ONT-G-240W-E FBA | 249 | 28% | 179.28 | 5% | 170.316 | Hardware | 0.4 | 0.5 | 170 | 230 | 40 | 1564
ONT | Hardware | 3FE47358AA | Ramp Up | G-240W-E (US plug) | G-240W-E,US Plug,GPON ONT,2xPOTS,4xGE UNI,Wifi 5 3+4,2xUSB 2.0 | ONT-G-240W-E FBA | 249 | 28% | 179.28 | 5% | 170.316 | Hardware | 1.17 | 1.56 | 298 | 137 | 108 | 4409.21
ONT | Hardware | 3FE48118AC | Ramp Up | XS-250X-A (US plug) | XS-250X-A,US Plug,XGS PON,2POTS, 4xGE, 1x10GE, minimum SW R6300a | ONT_04C FBA | 530 | 50% | 265 | 5% | 251.75 | Hardware | 0 | 0 | 0.01 | 0.01 | 0.9 | 0
ONT | Hardware | 3FE49228AA | Ramp Up | XS-110G-A(US Plug) | XS-110G-A,US Plug,XGS PON Indoor ONT,1 x 100M/1G/2.5G,1 x POTS,SC/APC,Nokia Logo | ONT-XS-110G-A FBA | 240 | 50% | 120 | 5% | 114
ONT | Hardware | 3FE47391BA | Release | Outdoor enclosure for XS-250X-A | Outdoor enclosure for XS-250X-A | ONT-ENCL_02 FBA | 214 | 50% | 107 | 5% | 101.65 | Hardware | 0.6 | 0.65 | 680 | 300 | 100 | 20400
ONT | Hardware | 3FE47277AA | Release | U-00160CP-P,POL | U-00160CP-P,POL,100-240v AC,GPON/XGSPON,16x GE UNI | ONT-U-00160CP-P FBA | 1798 | 50% | 899 | 5% | 854.05 | Hardware | 4.84 | 5.32 | 440 | 350 | 44 | 6776
ONT | Hardware | 3FE46431AA | Release | G-010P-A ONT Only | G-010P-A,POL,ONT ONLY,GPON ONT,1xGE UNI | ONT-G-010P-A FBA | 258 | 34.3% | 169.506 | 5% | 161.0307 | Hardware | 0.12 | 0.14 | 205 | 176 | 39 | 1407.12
ONT | Hardware | 3FE46007AA | Release | F-010G-C (US plug) | F-010G-C,US Plug,G.fast CPE,1xGE UNI | ONT-F-010G-C FBA | 322.4 | 50% | 161.2 | 5% | 153.14 | Hardware | 0.32 | 0.38 | 176 | 133 | 38 | 889.5
ONT | Hardware | 3FE48626AA | Release | XS-240W-A Kit (US plug) | XS-240W-A,US Plug,XGS PON,2POTS, 4xGE UNI,Wifi 5, 3+4,2xUSB3.0 | ONT_05B FBA | 650 | 50% | 325 | 5% | 308.75 | Hardware | 1.8 | 2.16 | 359 | 254 | 111 | 10121.65
ONT | Hardware | 3FE48439AA | Release | XS-250WX-A (US plug) | XS-250WX-A,US Plug,XGS PON,2POTS, 4xGE, 1x10GE,Wifi 5, 3+4,2xUSB3.0 | ONT-XS-250WX-A FBA | 650 | 50% | 325 | 5% | 308.75 | Hardware | 0.53 | 0.58 | 280 | 180 | 38 | 1915.2
ONT | Hardware | 3FE48958AB | Release | XS-020X-A (US plug) (cable management) | XS-020X-A,US Plug,XGS PON,1xGE,1x10GE,with base, cable Mgnt | ONT-XS-020X-A FBA | 400 | 50% | 200 | 5% | 190 | Hardware | 0.44 | 0.48 | 229 | 165 | 50.8 | 1919.48
ONT | Hardware | 3FE48105AA | Release | G-040P-Q Indoor Installation Bracket | G-040P-Q Indoor Installation Bracket | ONT-ENCL_02 FBA | 36.3 | 50% | 18.15 | 5% | 17.2425 | Hardware | 0.4 | 0.44 | 264 | 157 | 116 | 4807.97
PS | Hardware | 3MV00555AA | Release | Cyber DTC36 | Cyberpower DTC36 UPS to support G-240W-B and G-241W-A | ONT-PS_01 FBA | 76 | 50% | 38 | 5% | 36.1 | Hardware | 0.92 | 0.97 | 263.53 | 212.73 | 139.7 | 7831.32
PS | Hardware | 3FE47145AA | Release | US Plug-in,2Pin Desktop,54V,1A,Molex Int | US Plug in,2Pin Desktop,54V,1A,Molex Int,LVL6 | ONT-PS_03 FBA | 50 | 50% | 25 | 5% | 23.75 | Hardware | 0.2 | 0.21 | 292.1 | 44.45 | 31.75 | 412.24
QSFP+ | Hardware | 3FE75086AA | Release | 4x10GBASE-PSM4 LR QSFP+ C-Temp | 4x10GBASE-PSM4 LR QSFP+ C-Temp | Common_07 FBA | 1180 | 50% | 590 | 5% | 560.5 | Hardware | 0.1 | 0.1 | 71 | 13 | 19 | 17.54
QSFP+ | Hardware | 3FE74158AA | Release | 4x10GBASE-PSM4 SR QSFP+ E-Temp | 4x10GBASE-PSM4 SR QSFP+ E-Temp | Common_07 FBA | 712 | 50% | 356 | 5% | 338.2 | Hardware | 0.04 | 0.08 | 200 | 80 | 25 | 400
QSFP28 | Hardware | 3FE73402AC | Release | 100Gbase-ER4 4WDM QSFP28 I-Temp | 100GBASE-ER4 4WDM QSFP28, I-temp, SMF | Common_07 FBA | 7000 | 50% | 3500 | 5% | 3325 | Hardware | 0.09 | 0.1 | 12.5 | 19 | 120 | 28.5
QSFP28 | Hardware | 3FE73402AA | Release | 100Gbase-ER4, QSFP28, C-temp, SMF | 100GBASE-ER4 4WDM QSFP28, C-temp, SMF | Common_07 FBA | 7000 | 50% | 3500 | 5% | 3325 | Hardware | 0.08 | 0.09 | 1220 | 183.5 | 124 | 27759.88
QSFP28 | Hardware | 3FE73401AA | Release | 100Gbase-SR4, QSFP28, C-temp, MMF, 100m | 100Gbase-SR4, QSFP28, C-temp, MMF, 100m | Common_07 FBA | 1180 | 50% | 590 | 5% | 560.5 | Hardware | 0.12 | 0.14 | 13 | 19 | 71 | 17.54
QSFP28 | Hardware | 3FE73400AA | Release | 100Gbase-LR4, QSFP28, C-temp, SMF, 10km | 100Gbase-LR4, QSFP28, C-temp, SMF, 10km | Common_07 FBA | 2580 | 50% | 1290 | 5% | 1225.5 | Hardware | 0.03 | 0.05 | 1233.3 | 187 | 130.5 | 30096.84
Service | Service | 301049607 | Release | SSP - EMS (55XX/73XX) per line | SSP - EMS (55XX/73XX) per line | SW-SSP FBA | 15 | 66% | 5.1 | 5% | 4.845 | Service | 0 | 0 | 0 | 0 | 0 | 0
SFP | Hardware | 3FE68653AA | Release | SFP GPON SC/UPC uplink wo integrGPON MAC | SFP GPON SC/UPC uplink without integrated GPON MAC | ONT-GPON-OPTIC_01 FBA | 487.5 | 60% | 195 | 5% | 185.25 | Hardware | 0.2 | 0.37 | 120 | 80 | 30 | 288
SFP | Hardware | 3FE64927AA | Release | 1000Base-T RJ45 SFP Electrical | SFP Pluggable Electrical Module for 73XX ISAM and 7363 ISAM MX-6 RELT-A, excluding 7363 ISAM MX-6 NT/NTIO and 7367 ISAM SX ETSI, 1000BASE-T RJ45, -40¿C to +85¿C | Common-SFP_02 FBA | 184 | 50% | 92 | 5% | 87.4 | Hardware | 0.04 | 0.04 | 139.7 | 50.8 | 25.4 | 180.26
SFP | Hardware | 3FE53441BC | Release | GPON SFP C+ (I-temp) OLT | GPON SFP C+ (I-temp) OLT | OLT-GPON-SFP_01 FBA | 625 | 60% | 250 | 5% | 237.5 | Hardware | 0.04 | 0.05 | 101.6 | 53.98 | 22.22 | 121.86
SFP | Hardware | 3FE53441BA | Release | GPON SFP C+ (C-temp) OLT | GPON SFP C+ (C-temp) OLT | OLT-GPON-SFP_01 FBA | 437.5 | 60% | 175 | 5% | 166.25 | Hardware | 0.1 | 0.11 | 130 | 45 | 25 | 146.25
SFP | Hardware | 3FE53441AC | Release | GPON SFP B+ (I-temp) OLT | GPON SFP B+ (I-temp) OLT | OLT-GPON-SFP_01 FBA | 437.5 | 60% | 175 | 5% | 166.25 | Hardware | 0.03 | 0.04 | 98 | 48 | 19 | 89.38
SFP | Hardware | 3FE53441AA | Release | GPON SFP B+ (C-temp) OLT | GPON SFP B+ (C-temp) OLT | OLT-GPON-SFP_02 FBA | 312.5 | 60% | 125 | 5% | 118.75 | Hardware | 0.03 | 0.06 | 125 | 83 | 30 | 311.25
SFP | Hardware | 3FE25776AA | Release | 1000Base-ZX SFP SM 1550NM 80KM 24DB | SFP Pluggable Optical Module, GE ZX SM 1550nm, -40C to +85C, Duplex LC connector, 80km (24dB) | Common-SFP_01 FBA | 1498 | 50% | 749 | 5% | 711.55 | Hardware | 0.03 | 0.03 | 127 | 50.8 | 25.4 | 163.87
SFP | Hardware | 3FE25775AA | Release | 1000Base-EX SFP SM 1310nm 40km 18dB | SFP Pluggable Optical Module, GE EX SM 1310nm, -40C to +85C, Duplex LC connector, 40km (18dB) | Common-SFP_01 FBA | 598 | 50% | 299 | 5% | 284.05 | Hardware | 0.04 | 0.04 | 133.35 | 57.15 | 25.4 | 193.57
SFP | Hardware | 3FE25774AA | Release | 1000Base-LX SFP SM 1310nm 10km 11dB | SFP Pluggable Optical Module, GE LX SM 1310nm, -40C to +85C, Duplex LC connector, 10km (11dB) | Common-SFP_02 FBA | 298 | 50% | 149 | 5% | 141.55 | Hardware | 0.05 | 0.05 | 60 | 15 | 13 | 11.7
SFP | Hardware | 3FE25773AA | Release | 1000Base-SX SFP MM 850NM 550M 7DB | SFP Pluggable Optical Module, GE SX MM 850nm, -40C to +85C, Duplex LC connector, 550m (7dB) | Common-SFP_02 FBA | 198 | 50% | 99 | 5% | 94.05 | Hardware | 0.02 | 0.02 | 60.33 | 12.7 | 6.35 | 4.86
SFP | Hardware | 3FE53441FC | Release | GPON SFP C++ (I-temp) OLT 34dB | GPON SFP C++ (I-temp) OLT 34dB | OLT-GPON-SFP_01 FBA | 699 | 60% | 279.6 | 5% | 265.62 | Hardware | 0.05 | 0.06 | 129.58 | 55.88 | 25.4 | 183.92
SFP | Hardware | 3FE47581BF | Ramp Up | XGS-PON/GPON MPM C+ (32 dBm), E-Temp | XGS-PON/GPON MPM C+ (32 dBm), E-Temp | OLT-MPM-Optic FBA | 960 | 50% | 480 | 5% | 456 | Hardware | 0.45 | 0.5 | 130 | 60 | 30 | 234
SFP | Hardware | 3FE47581BD | Ramp Up | XGS-PON/GPON MPM C+ (32 dBm), I-Temp | XGS-PON/GPON MPM C+ (32 dBm), I-Temp | OLT-MPM-Optic FBA | 1000 | 50% | 500 | 5% | 475 | Hardware | 0.02 | 0.03 | 130 | 60 | 30 | 234
SFP | Hardware | 3FE47581AF | Ramp Up | XGS-PON/GPON MPM B+ (28 dBm), E-Temp | XGS-PON/GPON MPM B+ (28 dBm), E-Temp | OLT-MPM-Optic FBA | 860 | 50% | 430 | 5% | 408.5 | Hardware | 0.1 | 0.11 | 130 | 45 | 25 | 146.25
SFP | Hardware | 3FE47581AD | Ramp Up | XGS-PON/GPON MPM B+ (28 dBm), I-Temp | XGS-PON/GPON MPM B+ (28 dBm), I-Temp | OLT-MPM-Optic FBA | 900 | 50% | 450 | 5% | 427.5 | Hardware | 0.02 | 0.03 | 130 | 60 | 30 | 234
SFP | Hardware | 3FE47581BB | Ramp Up | XGS-PON/GPON MPM C+ (32 dBm), C-Temp | XGS-PON/GPON MPM C+ (32 dBm), C-temp | OLT-MPM-Optic FBA | 900 | 50% | 450 | 5% | 427.5 | Hardware | 0.1 | 0.11 | 130 | 45 | 25 | 146.25
SFP | Hardware | 3FE47581AB | Ramp Up | XGS-PON/GPON MPM B+ (28 dBm), C-temp | XGS-PON/GPON MPM B+ (28 dBm), C-temp | OLT-MPM-Optic FBA | 800 | 50% | 400 | 5% | 380 | Hardware | 0.02 | 0.03 | 130 | 60 | 30 | 234
SFP+ | Hardware | 3FE65832AA | Release | 10GBase-ZR SFP+ 80km I-Temp | SFP+ Pluggable Optical Module, 10GE ZR SM 1550nm, -40¿C to +85¿C, Duplex LC connector, 80km (24dB) | Common-SFP_03 FBA | 980 | 50% | 490 | 5% | 465.5 | Hardware | 0.04 | 0.05 | 133.35 | 60.32 | 28.58 | 229.89
SFP+ | Hardware | 3FE65831AA | Release | 10GBase-ER SFP+ 40km I-Temp | SFP+ Pluggable Optical Module, 10GE ER SM 1550nm, -40¿C to +85¿C, Duplex LC connector, 40km (11dB) | Common-SFP_03 FBA | 500 | 50% | 250 | 5% | 237.5 | Hardware | 0.1 | 0.11 | 100 | 55 | 25 | 137.5
SFP+ | Hardware | 3FE68890AH | Release | 10GBASE-ER CWDM SFP+ -40 to +85C 1611nm | SFP+ Pluggable Optical Module, 10GE ZR CWDM 1611nm, -40?C to +85?C, Duplex LC connector | Common FBA | 1980 | 50% | 990 | 5% | 940.5 | Hardware | 0.04 | 0.04 | 130.18 | 57.15 | 28.58 | 212.63
SFP+ | Hardware | 3FE68890AG | Release | 10GBASE-ER CWDM SFP+ -40 to +85C 1591nm | SFP+ Pluggable Optical Module, 10GE ZR CWDM 1591nm, -40?C to +85?C, Duplex LC connector | Common FBA | 1980 | 50% | 990 | 5% | 940.5 | Hardware | 0.04 | 0.04 | 130.18 | 57.15 | 28.58 | 212.63
SFP+ | Hardware | 3FE68890AF | Release | 10GBASE-ER CWDM SFP+ -40 to +85C 1571nm | SFP+ Pluggable Optical Module, 10GE ZR CWDM 1571nm, -40?C to +85?C, Duplex LC connector | Common FBA | 1980 | 50% | 990 | 5% | 940.5 | Hardware | 0.04 | 0.04 | 130.18 | 57.15 | 28.58 | 212.63
SFP+ | Hardware | 3FE68890AE | Release | 10GBASE-ER CWDM SFP+ -40 to +85C 1551nm | SFP+ Pluggable Optical Module, 10GE ZR CWDM 1551nm, -40?C to +85?C, Duplex LC connector | Common FBA | 1980 | 50% | 990 | 5% | 940.5 | Hardware | 0.04 | 0.04 | 130.18 | 57.15 | 28.58 | 212.63
SFP+ | Hardware | 3FE68890AD | Release | 10GBASE-ER CWDM SFP+ -40 to +85C 1531nm | SFP+ Pluggable Optical Module, 10GE ZR CWDM 1531nm, -40?C to +85?C, Duplex LC connector | Common FBA | 1980 | 50% | 990 | 5% | 940.5 | Hardware | 1.54 | 1.57 | 304.8 | 254 | 139.7 | 10815.46
SFP+ | Hardware | 3FE68890AC | Release | 10GBASE-ER CWDM SFP+ -40 to +85C 1511nm | SFP+ Pluggable Optical Module, 10GE ZR CWDM 1511nm, -40?C to +85?C, Duplex LC connector | Common FBA | 1980 | 50% | 990 | 5% | 940.5 | Hardware | 0.04 | 0.04 | 130.18 | 57.15 | 28.58 | 212.63
SFP+ | Hardware | 3FE68890AB | Release | 10GBASE-ER CWDM SFP+ -40 to +85C 1491nm | SFP+ Pluggable Optical Module, 10GE ZR CWDM 1491nm, -40?C to +85?C, Duplex LC connector | Common FBA | 1980 | 50% | 990 | 5% | 940.5 | Hardware | 0.04 | 0.04 | 130.18 | 57.15 | 28.58 | 212.63
SFP+ | Hardware | 3FE68890AA | Release | 10GBASE-ER CWDM SFP+ -40 to +85C 1471nm | SFP+ Pluggable Optical Module, 10GE ZR CWDM 1471nm, -40?C to +85?C, Duplex LC connector | Common FBA | 1980 | 50% | 990 | 5% | 940.5 | Hardware | 0.05 | 0.05 | 56.5 | 13.7 | 12 | 9.29
SFP+ | Hardware | 3FE63264AA | Release | 10GBase-SR SFP+ 300m I-Temp | SFP+ Pluggable Optical Module, 10GE SR MM 850nm, -40¿C to +85¿C, Duplex LC connector, 0,3km (5dB) | Common-SFP_03 FBA | 178 | 50% | 89 | 5% | 84.55 | Hardware | 0.04 | 0.04 | 127 | 50.8 | 25.4 | 163.87
SFP+ | Hardware | 3FE62600DA | Release | 10GBase-LR SFP+ 10km -5C to +70C, 1310nm | SFP+ Pluggable Optical Module, 10GE LR SM 1310nm, 0¿C to +70¿C, Duplex LC connector, 10km (6.2dB) | Common-SFP_04 FBA | 198 | 50% | 99 | 5% | 94.05 | Hardware | 0.1 | 0.11 | 133.35 | 57.15 | 25.4 | 193.57
SFP+ | Hardware | 3FE62600AA | Release | 10GBase-LR SFP+ 10km I-Temp | SFP+ Pluggable Optical Module, 10GE LR SM 1310nm, -40¿C to +85¿C, Duplex LC connector, 10km (6.2dB) | Common-SFP_03 FBA | 198 | 50% | 99 | 5% | 94.05 | Hardware | 0.2 | 0.35 | 110 | 60 | 30 | 198
SFP+ | Hardware | 3FE47548BA | Release | XGS Dual Rate SFP+ N2 (C-temp) OLT | XGS Dual Rate SFP+ N2 (C-temp) OLT | OLT-XGSPON-XFP_01 FBA | 820 | 50% | 410 | 5% | 389.5 | Hardware | 0.03 | 0.03 | 64.9 | 13.7 | 12.45 | 11.07
SFP+ | Hardware | 3FE47548AD | Ramp Up | XGS Dual Rate SFP+ N1 (I-temp) OLT | XGS dual rate SFP+ N1 (I-Temp) OLT | OLT-XGSPON-XFP_01 FBA | 820 | 50% | 410 | 5% | 389.5 | Hardware | 55 | 55 | 650 | 150 | 125 | 12187.5
SFP+ | Hardware | 3FE47548AA | Release | XGS Dual Rate SFP+ N1 (C-temp) OLT | XGS Dual Rate SFP+ N1 (C-temp) OLT | OLT-XGSPON-XFP_01 FBA | 760 | 50% | 380 | 5% | 361 | Hardware | 0.03 | 0.03 | 57 | 15 | 15 | 12.83
SFP+ | Hardware | 3FE46901AA | Release | XGS Optics Module | XGS PON Optical module (SFP+) SC/APC | ONT-XGSPON-OPTIC FBA | 525 | 60% | 210 | 5% | 199.5 | Hardware | 0.03 | 0.05 | 220 | 40 | 160 | 1408
Subrack Additional Part | Hardware | 3FE74790AA | Release | 7362 ISAM SF-8GW IP67 gland plug | 7362 ISAM SF-8GW IP67 gland plug for alarm cable | Remote Node-SW package FBA | 282.7 | 50% | 141.35 | 5% | 134.2825 | Hardware | 0.03 | 0.03 | 320 | 360 | 40 | 4608
Subrack Additional Part | Hardware | 3FE74947AA | Release | 7362 ISAM SF-8GW Wall/Pole Mounting Kit | 7362 ISAM SF-8GW Wall/Pole Mounting Kit with features for single craftsperson install | Remote Node-SW package FBA | 1085.33 | 50% | 542.665 | 5% | 515.5317 | Hardware | 5 | 5.53 | 520 | 410 | 275 | 58630
Subrack Additional Part | Hardware | 3FE74946AA | Release | 7362 ISAM SF-8GW Strand Mounting Kit | 7362 ISAM SF-8GW Strand Mounting Kit | Remote Node-SW package FBA | 89.78 | 50% | 44.89 | 5% | 42.6455 | Hardware | 0.06 | 0.07 | 70 | 60 | 20 | 84
Subrack Additional Part | Hardware | 3FE72996AA | Release | 23inch Rack Mounting Kit | 23" Rack Mounting Kit | Mini-OLT FBA | 67 | 55% | 30.15 | 5% | 28.6425 | Hardware | 1 | 1.1 | 150 | 100 | 100 | 1500
Subrack Additional Part | Hardware | 3FE72997AA | Release | Dust Filter | Dust Filter | Mini-OLT FBA | 67 | 55% | 30.15 | 5% | 28.6425 | Hardware | 0.02 | 0.02 | 210 | 38 | 5 | 39.9
Subrack Additional Part | Hardware | 3FE72995AA | Release | 19inch Rack Mounting Kit | 19" Rack Mounting Kit | Mini-OLT FBA | 67 | 55% | 30.15 | 5% | 28.6425 | Hardware | 0.09 | 0.1 | 150 | 100 | 30 | 450
Subrack Additional Part | Hardware | 3FE45999AA | Release | CFAN-A 7362 DF-16GW Fan Unit | 7362 DF-16GW Fan Unit | Mini-OLT FBA | 556 | 55% | 250.2 | 5% | 237.69 | Hardware | 0.4 | 0.5 | 250 | 50 | 50 | 625
Subrack Additional Part | Hardware | 3FE65651BA | Release | Filler FX 25mm without pre-cabling lot | Blank Filler Panel for NTIO and LT, no pre-cabling | Common_09 FBA | 70 | 50% | 35 | 5% | 33.25 | Hardware | 0.06 | 0.07 | 440 | 38.3 | 30 | 505.56
Subrack Additional Part | Hardware | 3FE65651AA | Release | Filler FX 30mm for NT-B position | Blank Filler Panel for NT slots only, no pre-cabling | Common_09 FBA | 110 | 50% | 55 | 5% | 52.25 | Hardware | 0.08 | 0.08 | 406.4 | 25.4 | 12.7 | 131.1
Subrack Additional Part | Hardware | 3FE65005AA | Release | Filler FX 25mm with pre-cabling lot | Blank Filler Panel for NTIO and LT slots with SC fiber connector parking lot (pre-cabling) | Common_09 FBA | 110 | 50% | 55 | 5% | 52.25 | Hardware | 0.23 | 0.23 | 406.4 | 25.4 | 25.4 | 262.19
Subrack Additional Part | Hardware | 3FE69832DA | Ramp Up | 12p LTA for SX-12VP - 710 | 12p Line Termination Assembly for 7367 ISAM SX-12VP - 710 | Remote Node FBA | 7541.12 | 50% | 3770.56 | 5% | 3582.032 | Hardware | 2.04 | 2.18 | 304.8 | 304.8 | 254 | 23597.28
Subrack Additional Part | Hardware | 3FE69832CB | Ramp Up | 7367 SX-12VP Brckt Kit M300 ped wo dipl | 7367 ISAM SX-12VP Bracket Kit M300 pedestal without diplexer | Remote Node FBA | 8351.12 | 50% | 4175.56 | 5% | 3966.782 | Hardware | 2.27 | 4.54 | 584.2 | 406.4 | 355.6 | 84425.82
Subrack Additional Part | Hardware | 3FE69832AB | Ramp Up | 7367 SX-12VP Brckt Kit CAD12 wo diplexer | 7367 ISAM SX-12VP Bracket Kit CAD12 without diplexer | Remote Node FBA | 8351.12 | 50% | 4175.56 | 5% | 3966.782 | Hardware | 2.27 | 4.54 | 584.2 | 406.4 | 355.6 | 84425.82
Subrack Additional Part | Hardware | 3FE69418AA | Release | CABLE GLAND KIT for ANSI SX-48V | 7367 ISAM SX-48V KIT CABLE GLANDS | Cables_01 FBA | 569.72 | 50% | 284.86 | 5% | 270.617 | Hardware | 0.08 | 0.08 | 127 | 76 | 51 | 492.25
Subrack Additional Part | Hardware | 3FE69372AA | Release | 7367 ISAM SX-48V Pole/Wall Mount Bracket | 7367 ISAM SX-48V Pole/Wall Mount Bracket | Remote Node FBA | 745.22 | 50% | 372.61 | 5% | 353.9795 | Hardware | 2.55 | 2.55 | 451 | 432 | 121 | 23574.67
Subrack Additional Part | Hardware | 3FE69465AA | Release | Filler MA-Filler Parking Panel | Universal dummy plate | Common_10 FBA | 120 | 50% | 60 | 5% | 57 | Hardware | 0.11 | 0.12 | 405 | 25 | 480 | 4860
Subrack Additional Part | Hardware | 3FE61087EB | Release | ANSI FX-8 FIBER ROUTING | 7360 ISAM FX-8 Fiber Routing Kit | Common FBA | 39.29 | 50% | 19.645 | 5% | 18.6627 | Hardware | 0.18 | 0.18 | 190.5 | 139.7 | 82.55 | 2196.89
Subrack Additional Part | Hardware | 3FE61087DB | Release | ANSI FX-4 FIBER ROUTING | 7360 ISAM FX-4 Fiber Routing Kit | Common FBA | 28.08 | 50% | 14.04 | 5% | 13.338 | Hardware | 1.22 | 1.36 | 355.6 | 355.6 | 304.8 | 38542.22
Subrack Additional Part | Hardware | 3FE74525BA | Release | 7362 ISAM SF-8GW AC power module | 7362 ISAM SF-8GW AC power module | Remote Node-SW package FBA | 618.48 | 50% | 309.24 | 5% | 293.778 | Hardware | 3 | 3.3 | 120 | 100 | 100 | 1200
Subrack Additional Part | Hardware | 3FE74525AA | Release | 7362 ISAM SF-8GW Coax power module | 7362 ISAM SF-8GW Coax power module | Remote Node-SW package FBA | 761.23 | 50% | 380.615 | 5% | 361.5842 | Hardware | 1 | 1.1 | 250 | 150 | 155 | 5812.5
Subrack Additional Part | Hardware | 3FE74945BA | Release | 7362 ISAM SF-8GW AC-powered GDT+Fuse kit | 7362 ISAM SF-8GW AC-powered GDT+Fuse kit | Remote Node-SW package FBA | 75.67 | 50% | 37.835 | 5% | 35.9432 | Hardware | 0.02 | 0.03 | 100 | 65 | 15 | 97.5
Subrack Additional Part | Hardware | 3FE74945AA | Release | 7362 ISAM SF-8GW Coax-powered GDT+Fuse k | 7362 ISAM SF-8GW Coax-powered GDT+Fuse kit | Remote Node-SW package FBA | 118.88 | 50% | 59.44 | 5% | 56.468 | Hardware | 0 | 0 | 0.01 | 0.01 | 0.09 | 0
Subracks | Hardware | 3FE68617AB | Release | VSRM-A 7367 SX-48V Triple Input Variant | 7367 ISAM SX-48V SEM 48port BLV, IP65, AC/-48VDC, +/-190 VDC power, with integrated splitters (Excluding: SFP, mounting kit, MELT, bypass relays, cables) | Remote Node FBA | 16177.07 | 50% | 8088.535 | 5% | 7684.1083 | Hardware | 18 | 19 | 580 | 420 | 130 | 31668
Subracks | Hardware | 3FE65209BA | Release | NFXS-D FX-16 shelf w/o Fan | 7360 ISAM FX-16 shelf (ANSI variant), 48V only, excl. fan unit | Common FBA | 5598 | 50% | 2799 | 5% | 2659.05 | Hardware | 20.41 | 20.82 | 717.55 | 609.6 | 390.53 | 170822.8
Subracks | Hardware | 3FE64991BB | Release | NFXS-E FX-4 shelf w/ BFAN-X | 7360 ISAM FX-4 shelf (ANSI variant), 48V only, incl. BFAN unit | Common FBA | 4022 | 50% | 2011 | 5% | 1910.45 | Hardware | 11.34 | 11.57 | 327.02 | 549.28 | 361.95 | 65015.46
Subracks | Hardware | 3FE64936BB | Release | NFXS-E FX-8 shelf w/ BFAN-E | 7360 ISAM FX-8 shelf (ANSI variant), 48V only, incl. BFAN unit | Common FBA | 4198 | 50% | 2099 | 5% | 1994.05 | Hardware | 13.61 | 13.88 | 466.72 | 546.1 | 361.95 | 92252.3
Subracks | Hardware | 3FE45042AA | Release | MNTS-A KIT | 7368 Indoor MDU Rack, Common rack and power for up to 8 SFUs | ONT-ACC FBA | 1876 | 50% | 938 | 5% | 891.1 | Hardware | 9.98 | 10.66 | 546.1 | 304.8 | 368.3 | 61303.77
Subracks | Hardware | 3FE74988AA | Ramp Up | VSRM-B 7367 SX-48U with AC/DC/RFT power | 7367 ISAM SX-48U SEM 48port BLV, IP65, AC/-48VDC, +/-190 VDC power, with integrated splitters (Excluding: SFP, mounting kit, MELT, bypass relays, cables) | Remote Node FBA | 20641.11 | 50% | 10320.555 | 5% | 9804.5273 | Hardware | 22.45 | 24.72 | 800 | 500 | 200 | 80000
XFP | Hardware | 3FE46232BA | Release | XGS DR XFP N2 (C-temp) OLT | XGS Dual Rate XFP N2 (C-temp) OLT | OLT-XGSPON-XFP_02 FBA | 760 | 50% | 380 | 5% | 361 | Hardware | 0.1 | 0.11 | 87 | 18 | 15 | 23.49
XFP | Hardware | 3FE46232AA | Release | XGS DR XFP N1 (C-temp) OLT | XGS Dual Rate XFP N1 (C-temp) OLT | OLT-XGSPON-XFP_02 FBA | 700 | 50% | 350 | 5% | 332.5 | Hardware | 0.1 | 0.11 | 87 | 18 | 15 | 23.49
XFP | Hardware | 3FE46232EA | Release | XGS DR XFP N2 (C-temp) OLT (30km) | XGS Dual Rate XFP N2 (C-temp) DD30 OLT | OLT-XGSPON-XFP_01 FBA | 1400 | 50% | 700 | 5% | 665 | Hardware | 0.05 | 0.05 | 88 | 12 | 19 | 20.06
XFP | Hardware | 3FE46232BC | Release | XGS DR XFP N2 (I-temp) OLT | XGS Dual Rate XFP N2 (I-temp) OLT | OLT-XGSPON-XFP_01 FBA | 820 | 50% | 410 | 5% | 389.5 | Hardware | 0 | 0 | 0.01 | 0.01 | 0.9 | 0
XFP | Hardware | 3FE46232AC | Release | XGS DR XFP N1 (I-temp) OLT | XGS Dual Rate XFP N1 (I-temp) OLT | OLT-XGSPON-XFP_02 FBA | 760 | 50% | 380 | 5% | 361 | Hardware | 0.1 | 0.3 | 90 | 20 | 20 | 36
NOTE: Due to the impact of COVID-19 and the surge in demand from the automotive industry on the global supply chain for chipsets, Nokia, among most other manufacturers, is experiencing delays in product lead times. Currently, delivery intervals average (12) weeks from receipt of purchase order, providing the equipment was forecasted roughly 4 months in advance. Delivery intervals for un-forecasted material may be up to 6 months or greater. Formal delivery dates will be provided 72 hours after receipt of order.
Nokia is taking strong action to manage the existing market dynamics, including partnering with our critical component suppliers at Executive levels, extending our component purchasing windows, increasing component/finished goods buffers, and collaborating with R&D and procurement on alternative component use/multi-sourcing where possible.

## FastMile (Fixed Wireless)
HGAC PRICE LIST
FastMile |  | Products
Exported Date: |  | April 15, 2021
1 | 6 | 2 | 3 | 4 | 5 | 7 | 8 | 9 | 10 | 11 | 12 | 16 | 17 | 18 | 19 | 20 | 21
Category | Item Type | Item Code | Status | Short Description | Long Description | GPP Product Discount Category | Product Price List in USD | Product Discount | Product Market Price in USD | Product Tier Discount | Product Purchase Price in USD | Net Weight (kg) | Gross Weight (kg) | Length (mm) | Width (mm) | Height (mm) | Volume (cc)
[Category] | [Item Type] | [Product Code] | [State] | [Product (Name)] | [Product Description] | [Product Discount Category] | [List Price] | 0% | [List Price] | 13% | [List Price]
FM | Hardware | 3TG01453AA | Ramp Up | FM Receiver B48 high gain CPE-CBSD | FM Receiver B48 high gain CPE-CBSD | FM-ODU FM | 604 | 55% | 271.8 | 13% | 236.466 | 0 | 0 | 0.01 | 0.01 | 0.9 | 0
FM | Software | 3FE31192GA | Release | Altiplano FastMile Controller-Base/subs. | Altiplano FastMile Controller - RTU Per 4G Subscriber Standard | Altiplano FM | 12 | 60% | 4.8 | 13% | 4.176 | 0 | 0 | 0 | 0 | 0 | 0
FM | Hardware | 3FE75111AC | Ramp Up | FM ODU Compact Band 7/38/40/41 | FastMile ODU Compact Band 7/38/40/41 | FM-ODU FM | 396 | 55% | 178.2 | 13% | 155.034 | 1.52 | 1.99 | 229 | 276 | 137 | 8658.95
FM | Hardware | 3FE75111AA | Ramp Up | FM ODU Compact Band 42/43/48 | FastMile ODU Compact Band 42/43/48 | FM-ODU FM | 396 | 55% | 178.2 | 13% | 155.034 | 1.46 | 1.95 | 286 | 273 | 137 | 10696.69
FM | Hardware | 3TG00041AA | Release | PoE+ desktop (mains cord TYPE B-US) | PoE+ desktop (MAINS CORD TYPE B-US) | PoE FM | 33 | 35% | 21.45 | 13% | 18.6615 | 0.29 | 0.32 | 171 | 70 | 67 | 801.99
FM | Hardware | 3FE75111BA | Ramp Up | FM Compact ODU B48 20m US CPE-CBSD | FM Compact ODU B48 20m US CPE-CBSD | FM-ODU FM | 570 | 55% | 256.5 | 13% | 223.155 | 1.5 | 2.29 | 230 | 230 | 35 | 1851.5
FM | Hardware | 3TG00170BB | Ramp Up | FM 4G Receiver B2/4/25/48/66 US CPE-CBSD | FM 4G Receiver B2/4/25/48/66 US CPE-CBSD | FM-ODU FM | 604 | 55% | 271.8 | 13% | 236.466 | 1.5 | 1.67 | 285 | 274 | 148 | 11557.32
FM | Hardware | 3TG00170DA | Ramp Up | FM 4G Receiver B1/3/20/28/7/38/40/41 -40 | FM 4G Receiver 1/3/20/28/7/38/40/41 -40 | FM-ODU FM | 558 | 55% | 251.1 | 13% | 218.457 | 1.5 | 1.67 | 285 | 274 | 148 | 11557.32
FM | Hardware | 3FE75111CC | Ramp Up | FM ODU Compact Band 7/38/40/41 20m | FastMile ODU Compact Band 7/38/40/41 20m | FM-ODU FM | 426 | 55% | 191.7 | 13% | 166.779 | 1.5 | 2.29 | 230 | 230 | 35 | 1851.5
FM | Hardware | 3TG00291AA | Release | FM POLE MOUNTING BRACKET | FastMile POLE MOUNTING BRACKET | FM-ODU2 FM | 6.5 | 15% | 5.525 | 13% | 4.8068 | 0.18 | 0.2 | 115 | 63 | 28 | 202.86
FM | Hardware | 3TG00170AB | Ramp Up | FM 4G Receiver 1 B2/4/66/7/42/43/28 | FM 4G Receiver 1 B2/4/66/7/42/43/28 | FM-ODU FM | 484 | 55% | 217.8 | 13% | 189.486 | 1.5 | 1.67 | 285 | 274 | 148 | 11557.32
FM | Hardware | 3TG00170AA | Ramp Up | FM 4G Receiver 1 B1/3/7/20/28/38/40/41 | FM 4G Receiver 1 B1/3/7/20/28/38/40/41 | FM-ODU FM | 484 | 55% | 217.8 | 13% | 189.486 | 1.5 | 1.67 | 285 | 274 | 148 | 11557.32
ONT | Hardware | 3FE48111AA | Ramp Up | HA-140W-B (US plug) | 7368CPE,AC2800,1xPOTS,4xGE UNI,US plug | FWARGW FM | 198 | 50% | 99 | 13% | 86.13 | 0.49 | 0.54 | 244.3 | 181 | 68.6 | 3033.38
NOTE: Due to the impact of COVID-19 and the surge in demand from the automotive industry on the global supply chain for chipsets, Nokia, among most other manufacturers, is experiencing delays in product lead times. Currently, delivery intervals average (12) weeks from receipt of purchase order, providing the equipment was forecasted roughly 4 months in advance. Delivery intervals for un-forecasted material may be up to 6 months or greater. Formal delivery dates will be provided 72 hours after receipt of order.
Nokia is taking strong action to manage the existing market dynamics, including partnering with our critical component suppliers at Executive levels, extending our component purchasing windows, increasing component/finished goods buffers, and collaborating with R&D and procurement on alternative component use/multi-sourcing where possible.

## Passive Optical Lan (POL)
HGAC PRICE LIST
Fixed Access - POL |  | Products
Exported Date: |  | April 15, 2021
1 | 6 | 2 | 3 | 4 | 5 | 7 | 8 | 9 | 10 | 11 | 12 | 15 | 16 | 17 | 18 | 19 | 20 | 21
Category | Item Type | Item Code | Status | Short Description | Long Description | GPP Product Discount Category | Product Price List in USD | Product Discount | Product Market Price in USD | Product Tier Discount | Product Purchase Price in USD | Primary Category | Net Weight (kg) | Gross Weight (kg) | Length (mm) | Width (mm) | Height (mm) | Volume (cc)
[Category] | [Item Type] | [Product Code] | [State] | [Product (Name)] | [Product Description] | [Product Discount Category] | [List Price] | 0% | [List Price] | 5% | [List Price]
Additional Parts & Spare Parts | Hardware | 3FE54221AH | Release | I-24XG-B Outdoor Enclosure | I-24XG-B Outdoor Enclosure | ONT-ENCL_01 POL | 90 | 50% | 45 | 5% | 42.75 | Hardware | 2.44 | 2.49 | 406.4 | 330.2 | 203.2 | 27268.07
Additional Parts & Spare Parts | Hardware | 1AB076760073 | Release | CABLE ASSY ROUND 2.5m-IEC320 C13x3-NEMA | Indoor ONT AC Power Cable with Type B plug (1.83m), This is the AC power cable that goes with Power Adapter 1AF01226ASAA | ONT-PS_02 POL | 14 | 50% | 7 | 5% | 6.65 | Hardware | 0.15 | 0.15 | 222.25 | 69.85 | 50.8 | 788.63
Additional Parts & Spare Parts | Hardware | 3FE68285AA | Release | FX-16 BAFFLE KIT | ISAM FX-16 Baffle Kit. Required if only ordering standalone shelf (3FE65209BA) instead of a kitted rack w/ shelf. | Common POL | 468 | 50% | 234 | 5% | 222.3 | Hardware | 4.8 | 4.9 | 606.42 | 327.02 | 193.68 | 38408.96
Additional Parts & Spare Parts | Hardware | 3FE68295AA | Release | FX-16 DRIP TRAY | Drip Tray for 23" Rack | Common POL | 490.38 | 50% | 245.19 | 5% | 232.9305 | Hardware | 3.02 | 3.08 | 504.82 | 285.75 | 142.88 | 20610.77
Additional Parts & Spare Parts | Hardware | 3FE66546AA | Release | BFAN-H FX Intell Fan incl filter, FX-16 | ISAM FD/FX Intelligent Fan w Dustfilter, 48V/60V only (for FX-16) | Common_10 POL | 1180 | 50% | 590 | 5% | 560.5 | Hardware | 3.4 | 4.37 | 600 | 345 | 150 | 31050
Additional Parts & Spare Parts | Hardware | 3FE61087FA | Release | 7360 FX-16 Fiber Routing Kit | ISAM FX-16 Fiber Routing Kit | Common_10 POL | 70 | 50% | 35 | 5% | 33.25 | Hardware | 0.2 | 0.22 | 190 | 140 | 80 | 2128
Additional Parts & Spare Parts | Hardware | 3FE56393AC | Release | Wall mount bracket for G-010G-A | Wall mount bracket for G-010G-A, reduced size | ONT-ACC POL | 15.5 | 50% | 7.75 | 5% | 7.3625 | Hardware | 0.13 | 0.13 | 194 | 92 | 53 | 945.94
Additional Parts & Spare Parts | Hardware | 3FE66545AA | Release | BFAN-E FX Intell. Fan excl. filter, FX-8 | ISAM FD/FX Intelligent Fan w/o Dustfilter, 48V/60V only (for FX-8) | Common_10 POL | 800 | 50% | 400 | 5% | 380 | Hardware | 1.64 | 1.67 | 412.75 | 279.4 | 50.8 | 5858.38
Additional Parts & Spare Parts | Hardware | 3FE66544AA | Release | BFAN-X FX Intell. Fan excl. filter, FX-4 | ISAM FD/FX Intelligent Fan w/o Dustfilter, 48V/60V only (for FX-4) | Common_10 POL | 470 | 50% | 235 | 5% | 223.25 | Hardware | 1.28 | 1.31 | 368.3 | 292.1 | 63.5 | 6831.36
Additional Parts & Spare Parts | Hardware | 3FE67300BA | Release | KIT-FX-8 ANSI VERT | ISAM FX-8 Vertical mounting kit for 19¿ or 23¿ rack | Common POL | 1132.38 | 50% | 566.19 | 5% | 537.8805 | Hardware | 9.16 | 9.35 | 563.88 | 416.56 | 269.24 | 63241.74
Additional Parts & Spare Parts | Hardware | 3FE67300AA | Release | KIT-FX-8 ANSI HORIZ | ISAM FX-8 Horizontal mounting kit for 19¿ or 23¿ rack | Common POL | 361.91 | 50% | 180.955 | 5% | 171.9073 | Hardware | 1.47 | 1.5 | 381 | 152.4 | 165.1 | 9586.43
Additional Parts & Spare Parts | Hardware | 3FE67299BA | Release | KIT-FX-4 ANSI VERT | ISAM FX-4 Vertical mounting kit for 19¿ or 23¿ rack | Common POL | 1132.38 | 50% | 566.19 | 5% | 537.8805 | Hardware | 8.45 | 8.62 | 542.93 | 428.62 | 263.52 | 61323.91
Additional Parts & Spare Parts | Hardware | 3FE67299AA | Release | KIT-FX-4 ANSI HORIZ | ISAM FX-4 Horizontal mounting kit for 19¿ or 23¿ rack | Common POL | 349.52 | 50% | 174.76 | 5% | 166.022 | Hardware | 1.02 | 1.04 | 312.74 | 163.51 | 163.51 | 8361.27
Additional Parts & Spare Parts | Hardware | 3FE65676AA | Ramp Up | NGFC-G FX-4 GFC ANSI | ANSI-version of FX-4 GFC | Common POL | 959.88 | 50% | 479.94 | 5% | 455.943 | Hardware | 1.77 | 1.81 | 482.6 | 304.8 | 50.8 | 7472.5
Additional Parts & Spare Parts | Hardware | 3FE65675AA | Ramp Up | NGFC-H FX-8 GFC ANSI | ANSI-version of FX-8 GFC | Common POL | 1821.02 | 50% | 910.51 | 5% | 864.9845 | Hardware | 2.74 | 2.79 | 584.2 | 355.6 | 101.6 | 21106.54
Additional Parts & Spare Parts | Hardware | 3FE64928EA | Release | FX Dust filter for 4-slot shelf | ISAM FX Dust filter for 4-slot shelf, for BFAN | Common_15 POL | 98.5 | 50% | 49.25 | 5% | 46.7875 | Hardware | 0.04 | 0.04 | 196.85 | 190.5 | 9.53 | 357.19
Additional Parts & Spare Parts | Hardware | 3FE64928DA | Release | FX Dust filter for 8-slot shelf | ISAM FX Dust filter for 8-slot shelf, for BFAN | Common_15 POL | 122 | 50% | 61 | 5% | 57.95 | Hardware | 0.05 | 0.06 | 290 | 200 | 50 | 2900
Additional Parts & Spare Parts | Hardware | 1AF30360AAAA | Ramp Up | DC Power Plant 48V 0A FFTx UPS With Bat | DC Power Plant_48 V*0A_FFTx UPS With Bat | ONT-PS_01 POL | 176.4 | 50% | 88.2 | 5% | 83.79 | Hardware | 0.59 | 0.73 | 254 | 177.8 | 63.5 | 2867.73
COI | Hardware | 3HG01512HA | Release | Red FX-8 STR Kit FANT- G w8P XGS NoOp H | Redundant FX-8 Starter Kit 2xFANT-G, 1xFWLT-B, no optics - Horizantal | NAM-7360 Starter Kits POL | 34500 | 50% | 17250 | 5% | 16387.5 | Hardware | 18.77 | 20.08 | 466.7 | 546.1 | 362 | 92261.09
COI | Hardware | 3HG01512VA | Release | Red FX-8 STR Kit FANT- G w8P XGS NoOp V | Redundant FX-8 Starter Kit 2xFANT-G, 1xFWLT-B, no optics - Vertical | NAM-7360 Starter Kits POL | 34500 | 50% | 17250 | 5% | 16387.5 | Hardware | 18.77 | 20.08 | 466.7 | 546.1 | 362 | 92261.09
COI | Hardware | 3HG01392AD | Release | Red FX-8 Str Kit 2FANT-G wFGLT-B NoOp H | Redundant FX-8 Starter Kit 2xFANT-G, 1xFGLT-B, no optics - Horizontal | NAM-7360 Starter Kits POL | 34500 | 50% | 17250 | 5% | 16387.5 | Hardware | 20.22 | 21.58 | 500 | 546.1 | 312 | 85191.6
COI | Hardware | 3HG01392AE | Release | Red FX-8 Str Kit 2FANT-G wFGLT-B NoOp V | Redundant FX-8 Starter Kit 2xFANT-G, 1xFGLT-B, no optics - Vertical | NAM-7360 Starter Kits POL | 34500 | 50% | 17250 | 5% | 16387.5 | Hardware | 20.22 | 21.58 | 466.7 | 546.1 | 362 | 92261.09
COI | Hardware | 3HG01528HM | Release | Red FX-8 Starter Kit FANT-G NoOptics H | Redundant FX-8 Starter Kit 2xFANT-G, No Line Card, no optics - Horizontal | NAM-7360 Starter Kits POL | 18500 | 50% | 9250 | 5% | 8787.5 | Hardware | 18.77 | 20.83 | 466.7 | 546.1 | 362 | 92261.09
COI | Hardware | 3HG01528VM | Release | Red FX-8 Starter Kit FANT-G NoOptics V | Redundant FX-8 Starter Kit 2xFANT-G, No Line Card, no optics - Vertical | NAM-7360 Starter Kits POL | 18500 | 50% | 9250 | 5% | 8787.5 | Hardware | 27.91 | 29.43 | 563.9 | 546.1 | 362 | 111476.4
COI | Hardware | 3HG01397AE | Release | Red FX-4 STR Kit 2FANT- G w8P XGS NoOp H | Redundant FX-4 Starter Kit 2xFANT-G, 1xFWLT-B, no optics - Horizantal | NAM-7360 Starter Kits POL | 30500 | 50% | 15250 | 5% | 14487.5 | Hardware | 18.31 | 19.87 | 312.7 | 163.5 | 163.5 | 8359.18
COI | Hardware | 3HG01397AD | Release | Red FX-4 STR Kit 2FANT- G w8P XGS NoOp V | Redundant FX-4 Starter Kit 2xFANT-G, 1xFWLT-B, no optics - Vertical | NAM-7360 Starter Kits POL | 30500 | 50% | 15250 | 5% | 14487.5 | Hardware | 25.03 | 27.19 | 542.9 | 549.3 | 362 | 107953.8
COI | Hardware | 3HG01376AD | Release | Red FX-4 Str Kit 2FANT-G wFGLT-B NoOp H | Redundant FX-4 Starter Kit 2xFANT-G, 1xFGLT-B, no optics - Horizontal | NAM-7360 Starter Kits POL | 30500 | 50% | 15250 | 5% | 14487.5 | Hardware | 17.15 | 18.46 | 485 | 549.3 | 362 | 96440.6
COI | Hardware | 3HG01376AE | Release | Red FX-4 Str Kit 2FANT-G wFGLT-B NoOp V | Redundant FX-4 Starter Kit 2xFANT-G, 1xFGLT-B, no optics - Vertical | NAM-7360 Starter Kits POL | 30500 | 50% | 15250 | 5% | 14487.5 | Hardware | 27.19 | 28.95 | 327 | 549.3 | 362 | 65022.84
COI | Hardware | 3HG01527HM | Release | Red FX-4 Starter Kit FANT-G NoOptics H | Redundant FX-4 Starter Kit 2xFANT-G, No Line Card, no optics - Horizontal | NAM-7360 Starter Kits POL | 14500 | 50% | 7250 | 5% | 6887.5 | Hardware | 18.31 | 19.87 | 500 | 549.3 | 362 | 99423.3
COI | Hardware | 3HG01527VM | Release | Red FX-4 Starter Kit FANT-G NoOptics V | Redundant FX-4 Starter Kit 2xFANT-G, No Line Card, no optics - Vertical | NAM-7360 Starter Kits POL | 14500 | 50% | 7250 | 5% | 6887.5 | Hardware | 25.74 | 27.45 | 440 | 549.3 | 362 | 87492.51
COI | Hardware | 3HG01533HM | Release | Simp FX-4 Str Kit FANT-G wFGLT-B NoOp H | Simplex FX-4 Starter Kit 1xFANT-G, 1xFGLT-B, no optics - Horizontal | NAM-7360 Starter Kits POL | 26000 | 50% | 13000 | 5% | 12350 | Hardware | 26.25 | 27.05 | 542.9 | 549.3 | 362 | 107953.8
COI | Hardware | 3HG01533VM | Release | Simp FX-4 Str Kit FANT-G wFGLT-B NoOp V | Simplex FX-4 Starter Kit 1xFANT-G, 1xFGLT-B, no optics - Vertical | NAM-7360 Starter Kits POL | 26000 | 50% | 13000 | 5% | 12350 | Hardware | 26.25 | 27.05 | 542.9 | 549.3 | 362 | 107953.8
COI | Hardware | 3HG01553AA | Release | Red FX-16 Str Kit FANTG wFGLT-D NoOp V | Redundant FX-16 Starter Kit 2xFANT-G, 1xFGLT-D, no optics - Vertical | NAM-7360 Starter Kits POL | 38500 | 50% | 19250 | 5% | 18287.5 | Hardware | 32.86 | 34.43 | 504.8 | 609.6 | 390.5 | 120167
COI | Hardware | 3HG01552VA | Release | Red FX-8 Str Kit 2FANT-G wFGLT-D NoOp V | Redundant FX-8 Starter Kit 2xFANT-G, 1xFGLT-D, no optics - Vertical | NAM-7360 Starter Kits POL | 34500 | 50% | 17250 | 5% | 16387.5 | Hardware | 27.86 | 29.43 | 500 | 546.1 | 362 | 98844.1
COI | Hardware | 3HG01552HA | Release | Red FX-8 Str Kit 2FANT-G wFGLT-D NoOp H | Redundant FX-8 Starter Kit 2xFANT-G, 1xFGLT-D, no optics - Horizontal | NAM-7360 Starter Kits POL | 34500 | 50% | 17250 | 5% | 16387.5 | Hardware | 20.17 | 21.58 | 500 | 546.1 | 362 | 98844.1
COI | Hardware | 3HG01551VA | Release | Red FX-4 Str Kit 2FANT-G wFGLT-D NoOp V | Redundant FX-4 Starter Kit 2xFANT-G, 1xFGLT-D, no optics - Vertical | NAM-7360 Starter Kits POL | 30500 | 50% | 15250 | 5% | 14487.5 | Hardware | 27.14 | 28.95 | 500 | 549.3 | 362 | 99423.3
COI | Hardware | 3HG01551HA | Release | Red FX-4 Str Kit 2FANT-G wFGLT-D NoOp H | Redundant FX-4 Starter Kit 2xFANT-G, 1xFGLT-D, no optics - Horizontal | NAM-7360 Starter Kits POL | 30500 | 50% | 15250 | 5% | 14487.5 | Hardware | 19.71 | 21.37 | 500 | 549.3 | 362 | 99423.3
EMS | Software | 3FE31189EA | Release | 5571 PCC RTU One time Upgrade Enterprise | 5571 PCC - Base SW Upgrade - Enterprise Premium. North America only | NMS_01 POL | 31900 | 50% | 15950 | 5% | 15152.5 | Software | 0 | 0 | 0 | 0 | 0 | 0
EMS | Software | 3MV00656AAAA | Ramp Up | 5571 PCC-RTU Base SW NAR | 5571 PCC - Base Software - Enterprise Premium Pack. North America only. | NMS_01 POL | 31900 | 50% | 15950 | 5% | 15152.5 | Software | 0 | 0 | 0 | 0 | 0 | 0
Line Cards | Hardware | 3FE72955AA | Release | FWLT-B 8port U-NGPON LT (2x40G BP) | ISAM FX 8port U-NGPON LT (2x40G BP) | LT-NGPON-LT POL | 19000 | 50% | 9500 | 5% | 9025 | Hardware | 1.88 | 3.34 | 572 | 413 | 165 | 38978.94
Line Cards | Hardware | 3FE68954AB | Release | FGLT-B 16p GPON LT | ISAM FD/FX 16port GPON Line board | LT-GPON_07 POL | 18000 | 50% | 9000 | 5% | 8550 | Hardware | 1.4 | 1.5 | 480 | 295 | 60 | 8496
Line Cards | Hardware | 3FE74981AA | Release | FWLT-C 16port Multi-PON LT | ISAM FX 16port Multi-PON Line board | LT-MPM-LT POL | 21800 | 50% | 10900 | 5% | 10355 | Hardware | 2.9 | 3.2 | 480 | 295 | 60 | 8496
Line Cards | Hardware | 3FE75833AA | Release | FGLT-D 16p GPON LT | ISAM FX 16port GPON Line board | LT-GPON_06 POL | 18000 | 50% | 9000 | 5% | 8550 | Hardware | 1.4 | 1.6 | 480 | 295 | 60 | 8496
Network Termination Cards | Hardware | 3FE71256BA | Release | FANT-G 7360 FX 1280Gbps NT w/ clock ANSI | 7360 ISAM FX 1280Gbps NT with network clock synchronization capabilities, without SFPs (ANSI variant) | Common POL | 18000 | 50% | 9000 | 5% | 8550 | Hardware | 1.5 | 2 | 500 | 400 | 60 | 12000
Network Termination Cards | Hardware | 3FE53701BD | Release | FANT-F 7360 FX 480Gbps NT w/ clock ANSI | 7360 ISAM FX 480Gbps NT with ANSI T1 BITS, Synchronous Ethernet and IEEE1588 for high density/high bandwidth applications, without SFPs (ANSI variant) | Common POL | 17000 | 50% | 8500 | 5% | 8075 | Hardware | 1.91 | 1.94 | 482.6 | 297.18 | 55.88 | 8014.26
ONT | Hardware | 3FE47274AA | Release | C-040P-P | 4 x 1/2.5G with PoE/+ Interface module,used on U-090CP-P/U-00160CP-P | ONT-C-040P-P POL | 591.66 | 66% | 201.1644 | 5% | 191.1062 | Hardware | 0.28 | 0.3 | 110 | 250 | 35 | 962.5
ONT | Hardware | 3FE48958AB | Release | XS-020X-A (US plug) (cable management) | XS-020X-A,US Plug,XGS PON,1xGE,1x10GE,with base, cable Mgnt | ONT-XS-020X-A POL | 400 | 50% | 200 | 5% | 190 | Hardware | 0.44 | 0.48 | 229 | 165 | 50.8 | 1919.48
ONT | Hardware | 3FE46541AA | Release | G-010S-A ONT | G-010S-A,GPON SFP ONT,1xGE UNI | ONT_04A POL | 180 | 61.5% | 69.3 | 5% | 65.835 | Hardware | 0.03 | 0.05 | 100 | 60 | 20 | 120
ONT | Hardware | 3FE46431AA | Release | G-010P-A ONT Only | G-010P-A,POL,ONT ONLY,GPON ONT,1xGE UNI | ONT-G-010P-A POL | 258 | 34.3% | 169.506 | 5% | 161.0307 | Hardware | 0.12 | 0.14 | 205 | 176 | 39 | 1407.12
ONT | Hardware | 3FE46955AA | Release | G-010S-B | G-010S-B,GPON SFP ONT,1xGE UNI, with 1588v2 & SyncE support | ONT_04B POL | 200 | 50.5% | 99 | 5% | 94.05 | Hardware | 0.03 | 0.04 | 72 | 14 | 13 | 13.1
ONT | Hardware | 3FE47275AA | Release | C-040P-Q | 4 x 1G with PoE/+ Interface module,used on U-090CP-P/U-00160CP-P | ONT-C-040P-Q POL | 285.63 | 65% | 99.9705 | 5% | 94.972 | Hardware | 1.2 | 1.3 | 220 | 300 | 44 | 2904
ONT | Hardware | 3FE47273AA | Release | U-090CP-P | U-090CP-P,POL,100-240v AC,GPON/XGSPON,8xGE, 1X10GE | ONT_07B POL | 798 | 50% | 399 | 5% | 379.05 | Hardware | 1.2 | 1.3 | 220 | 300 | 44 | 2904
ONT | Hardware | 3FE55691AA | Release | G-240G-A ONT Only | G-240G-A,ONT Only,GPON ONT,2POTS,4xGE | ONT-G-240G-A POL | 238 | 66.7% | 79.254 | 5% | 75.2913 | Hardware | 0.36 | 0.45 | 229 | 159 | 44 | 1602.08
ONT | Hardware | 3FE56863AC | Release | G-040P-Q PoE ONT Kit (US Plug) | G-040P-Q,US Plug,GPON ONT,4xGE UNI | ONT_08C POL | 430 | 51% | 210.7 | 5% | 200.165 | Hardware | 0.53 | 0.57 | 325 | 215 | 70 | 4891.25
ONT | Hardware | 3FE56089AA | Release | G-010G-A (US plug) | G-010G-A,US Plug,GPON ONT,1xGE UNI | ONT_10 POL | 170 | 65.2% | 59.16 | 5% | 56.202 | Hardware | 0.48 | 0.56 | 183 | 125 | 49.5 | 1132.31
ONT | Hardware | 3FE55868AA | Release | G-240G-A H AC/DC (US plug) | G-240G-A,US Plug,GPON ONT,2POTS,4xGE | ONT-G-240G-A POL | 270 | 66.7% | 89.91 | 5% | 85.4145 | Hardware | 0.86 | 0.91 | 244.48 | 171.45 | 88.9 | 3726.25
ONT | Hardware | 3FE55508AA | Release | G-440G-A (US-plug) | G-440G-A,US Plug,GPON ONT,4POTS,4xGE | ONT-G-440G-A POL | 330 | 66.75% | 109.725 | 5% | 104.2387 | Hardware | 0.89 | 0.91 | 247.65 | 171.45 | 88.9 | 3774.66
ONT | Hardware | 3FE48105AA | Release | G-040P-Q Indoor Installation Bracket | G-040P-Q Indoor Installation Bracket | ONT-ENCL_02 POL | 36.3 | 50% | 18.15 | 5% | 17.2425 | Hardware | 0.4 | 0.44 | 264 | 157 | 116 | 4807.97
ONT | Hardware | 3FE48118AA | Release | XS-250X-A (US plug) | XS-250X-A,US Plug,XGS PON,2POTS, 4xGE, 1x10GE | ONT_04C POL | 530 | 50% | 265 | 5% | 251.75 | Hardware | 1.05 | 1.24 | 257 | 241 | 64 | 3963.97
ONT | Hardware | 3FE47068AA | Release | G-241G-A ONT | G-241G-A,ONT Only,GPON ONT,2POTS,4xGE,1xRF | ONT-G-241G-A POL | 288 | 47.9% | 150.048 | 5% | 142.5456 | Hardware | 0.5 | 0.71 | 300 | 225 | 51 | 3442.5
ONT | Hardware | 3FE47277AA | Release | U-00160CP-P,POL | U-00160CP-P,POL,100-240v AC,GPON/XGSPON,16x GE UNI | ONT-U-00160CP-P POL | 1798 | 50% | 899 | 5% | 854.05 | Hardware | 4.84 | 5.32 | 440 | 350 | 44 | 6776
PS | Hardware | 3FE47145AA | Release | US Plug-in,2Pin Desktop,54V,1A,Molex Int | US Plug in,2Pin Desktop,54V,1A,Molex Int,LVL6 | ONT-PS_03 POL | 50 | 50% | 25 | 5% | 23.75 | Hardware | 0.2 | 0.21 | 292.1 | 44.45 | 31.75 | 412.24
Service | Service | 301049607 | Release | SSP - EMS (55XX/73XX) per line | SSP - EMS (55XX/73XX) per line | SW-SSP POL | 15 | 66% | 5.1 | 5% | 4.845 | Service | 0 | 0 | 0 | 0 | 0 | 0
SFP | Hardware | 3FE25776AA | Release | 1000Base-ZX SFP SM 1550NM 80KM 24DB | SFP Pluggable Optical Module, GE ZX SM 1550nm, -40C to +85C, Duplex LC connector, 80km (24dB) | Common-SFP_01 POL | 1498 | 50% | 749 | 5% | 711.55 | Hardware | 0.03 | 0.03 | 127 | 50.8 | 25.4 | 163.87
SFP | Hardware | 3FE25775AA | Release | 1000Base-EX SFP SM 1310nm 40km 18dB | SFP Pluggable Optical Module, GE EX SM 1310nm, -40C to +85C, Duplex LC connector, 40km (18dB) | Common-SFP_01 POL | 598 | 50% | 299 | 5% | 284.05 | Hardware | 0.04 | 0.04 | 133.35 | 57.15 | 25.4 | 193.57
SFP | Hardware | 3FE25774AA | Release | 1000Base-LX SFP SM 1310nm 10km 11dB | SFP Pluggable Optical Module, GE LX SM 1310nm, -40C to +85C, Duplex LC connector, 10km (11dB) | Common-SFP_02 POL | 298 | 50% | 149 | 5% | 141.55 | Hardware | 0.05 | 0.05 | 60 | 15 | 13 | 11.7
SFP | Hardware | 3FE25773AA | Release | 1000Base-SX SFP MM 850NM 550M 7DB | SFP Pluggable Optical Module, GE SX MM 850nm, -40C to +85C, Duplex LC connector, 550m (7dB) | Common-SFP_02 POL | 198 | 50% | 99 | 5% | 94.05 | Hardware | 0.02 | 0.02 | 60.33 | 12.7 | 6.35 | 4.86
SFP | Hardware | 3FE64927AA | Release | 1000Base-T RJ45 SFP Electrical | SFP Pluggable Electrical Module for 73XX ISAM and 7363 ISAM MX-6 RELT-A, excluding 7363 ISAM MX-6 NT/NTIO and 7367 ISAM SX ETSI, 1000BASE-T RJ45, -40¿C to +85¿C | Common-SFP_02 POL | 184 | 50% | 92 | 5% | 87.4 | Hardware | 0.04 | 0.04 | 139.7 | 50.8 | 25.4 | 180.26
SFP | Hardware | 3FE53441BC | Release | GPON SFP C+ (I-temp) OLT | GPON SFP C+ (I-temp) OLT | OLT-GPON-SFP_01 POL | 625 | 60% | 250 | 5% | 237.5 | Hardware | 0.04 | 0.05 | 101.6 | 53.98 | 22.22 | 121.86
SFP | Hardware | 3FE53441AC | Release | GPON SFP B+ (I-temp) OLT | GPON SFP B+ (I-temp) OLT | OLT-GPON-SFP_01 POL | 437.5 | 60% | 175 | 5% | 166.25 | Hardware | 0.03 | 0.04 | 98 | 48 | 19 | 89.38
SFP | Hardware | 3FE53441BA | Release | GPON SFP C+ (C-temp) OLT | GPON SFP C+ (C-temp) OLT | OLT-GPON-SFP_01 POL | 437.5 | 60% | 175 | 5% | 166.25 | Hardware | 0.1 | 0.11 | 130 | 45 | 25 | 146.25
SFP | Hardware | 3FE53441AA | Release | GPON SFP B+ (C-temp) OLT | GPON SFP B+ (C-temp) OLT | OLT-GPON-SFP_02 POL | 312.5 | 60% | 125 | 5% | 118.75 | Hardware | 0.03 | 0.06 | 125 | 83 | 30 | 311.25
SFP | Hardware | 3FE47581BF | Ramp Up | XGS-PON/GPON MPM C+ (32 dBm), E-Temp | XGS-PON/GPON MPM C+ (32 dBm), E-Temp | OLT-MPM-Optic POL | 960 | 50% | 480 | 5% | 456 | Hardware | 0.45 | 0.5 | 130 | 60 | 30 | 234
SFP | Hardware | 3FE47581BD | Ramp Up | XGS-PON/GPON MPM C+ (32 dBm), I-Temp | XGS-PON/GPON MPM C+ (32 dBm), I-Temp | OLT-MPM-Optic POL | 1000 | 50% | 500 | 5% | 475 | Hardware | 0.02 | 0.03 | 130 | 60 | 30 | 234
SFP | Hardware | 3FE47581AF | Ramp Up | XGS-PON/GPON MPM B+ (28 dBm), E-Temp | XGS-PON/GPON MPM B+ (28 dBm), E-Temp | OLT-MPM-Optic POL | 860 | 50% | 430 | 5% | 408.5 | Hardware | 0.1 | 0.11 | 130 | 45 | 25 | 146.25
SFP | Hardware | 3FE47581AD | Ramp Up | XGS-PON/GPON MPM B+ (28 dBm), I-Temp | XGS-PON/GPON MPM B+ (28 dBm), I-Temp | OLT-MPM-Optic POL | 900 | 50% | 450 | 5% | 427.5 | Hardware | 0.02 | 0.03 | 130 | 60 | 30 | 234
SFP | Hardware | 3FE47581BB | Ramp Up | XGS-PON/GPON MPM C+ (32 dBm), C-Temp | XGS-PON/GPON MPM C+ (32 dBm), C-temp | OLT-MPM-Optic POL | 900 | 50% | 450 | 5% | 427.5 | Hardware | 0.1 | 0.11 | 130 | 45 | 25 | 146.25
SFP | Hardware | 3FE47581AB | Ramp Up | XGS-PON/GPON MPM B+ (28 dBm), C-temp | XGS-PON/GPON MPM B+ (28 dBm), C-temp | OLT-MPM-Optic POL | 800 | 50% | 400 | 5% | 380 | Hardware | 0.02 | 0.03 | 130 | 60 | 30 | 234
SFP+ | Hardware | 3FE46901AA | Release | XGS Optics Module | XGS PON Optical module (SFP+) SC/APC | ONT-XGSPON-OPTIC POL | 525 | 60% | 210 | 5% | 199.5 | Hardware | 0.03 | 0.05 | 220 | 40 | 160 | 1408
SFP+ | Hardware | 3FE63264AA | Release | 10GBase-SR SFP+ 300m I-Temp | SFP+ Pluggable Optical Module, 10GE SR MM 850nm, -40¿C to +85¿C, Duplex LC connector, 0,3km (5dB) | Common-SFP_03 POL | 178 | 50% | 89 | 5% | 84.55 | Hardware | 0.04 | 0.04 | 127 | 50.8 | 25.4 | 163.87
SFP+ | Hardware | 3FE62600DA | Release | 10GBase-LR SFP+ 10km -5C to +70C, 1310nm | SFP+ Pluggable Optical Module, 10GE LR SM 1310nm, 0¿C to +70¿C, Duplex LC connector, 10km (6.2dB) | Common-SFP_04 POL | 198 | 50% | 99 | 5% | 94.05 | Hardware | 0.1 | 0.11 | 133.35 | 57.15 | 25.4 | 193.57
SFP+ | Hardware | 3FE65832AA | Release | 10GBase-ZR SFP+ 80km I-Temp | SFP+ Pluggable Optical Module, 10GE ZR SM 1550nm, -40¿C to +85¿C, Duplex LC connector, 80km (24dB) | Common-SFP_03 POL | 980 | 50% | 490 | 5% | 465.5 | Hardware | 0.04 | 0.05 | 133.35 | 60.32 | 28.58 | 229.89
SFP+ | Hardware | 3FE65831AA | Release | 10GBase-ER SFP+ 40km I-Temp | SFP+ Pluggable Optical Module, 10GE ER SM 1550nm, -40¿C to +85¿C, Duplex LC connector, 40km (11dB) | Common-SFP_03 POL | 500 | 50% | 250 | 5% | 237.5 | Hardware | 0.1 | 0.11 | 100 | 55 | 25 | 137.5
SFP+ | Hardware | 3FE47548BA | Release | XGS Dual Rate SFP+ N2 (C-temp) OLT | XGS Dual Rate SFP+ N2 (C-temp) OLT | OLT-XGSPON-XFP_01 POL | 820 | 50% | 410 | 5% | 389.5 | Hardware | 0.03 | 0.03 | 64.9 | 13.7 | 12.45 | 11.07
SFP+ | Hardware | 3FE47548AD | Ramp Up | XGS Dual Rate SFP+ N1 (I-temp) OLT | XGS dual rate SFP+ N1 (I-Temp) OLT | OLT-XGSPON-XFP_01 POL | 820 | 50% | 410 | 5% | 389.5 | Hardware | 55 | 55 | 650 | 150 | 125 | 12187.5
SFP+ | Hardware | 3FE47548AA | Release | XGS Dual Rate SFP+ N1 (C-temp) OLT | XGS Dual Rate SFP+ N1 (C-temp) OLT | OLT-XGSPON-XFP_01 POL | 760 | 50% | 380 | 5% | 361 | Hardware | 0.03 | 0.03 | 57 | 15 | 15 | 12.83
Subrack Additional Part | Hardware | 3FE65651BA | Release | Filler FX 25mm without pre-cabling lot | Blank Filler Panel for NTIO and LT, no pre-cabling | Common_09 POL | 70 | 50% | 35 | 5% | 33.25 | Hardware | 0.06 | 0.07 | 440 | 38.3 | 30 | 505.56
Subrack Additional Part | Hardware | 3FE65651AA | Release | Filler FX 30mm for NT-B position | Blank Filler Panel for NT slots only, no pre-cabling | Common_09 POL | 110 | 50% | 55 | 5% | 52.25 | Hardware | 0.08 | 0.08 | 406.4 | 25.4 | 12.7 | 131.1
Subrack Additional Part | Hardware | 3FE61087EB | Release | ANSI FX-8 FIBER ROUTING | 7360 ISAM FX-8 Fiber Routing Kit | Common POL | 39.29 | 50% | 19.645 | 5% | 18.6627 | Hardware | 0.18 | 0.18 | 190.5 | 139.7 | 82.55 | 2196.89
Subrack Additional Part | Hardware | 3FE61087DB | Release | ANSI FX-4 FIBER ROUTING | 7360 ISAM FX-4 Fiber Routing Kit | Common POL | 28.08 | 50% | 14.04 | 5% | 13.338 | Hardware | 1.22 | 1.36 | 355.6 | 355.6 | 304.8 | 38542.22
Subracks | Hardware | 3FE65209BA | Release | NFXS-D FX-16 shelf w/o Fan | 7360 ISAM FX-16 shelf (ANSI variant), 48V only, excl. fan unit | Common POL | 5598 | 50% | 2799 | 5% | 2659.05 | Hardware | 20.41 | 20.82 | 717.55 | 609.6 | 390.53 | 170822.8
Subracks | Hardware | 3FE64991BB | Release | NFXS-E FX-4 shelf w/ BFAN-X | 7360 ISAM FX-4 shelf (ANSI variant), 48V only, incl. BFAN unit | Common POL | 4022 | 50% | 2011 | 5% | 1910.45 | Hardware | 11.34 | 11.57 | 327.02 | 549.28 | 361.95 | 65015.46
Subracks | Hardware | 3FE64936BB | Release | NFXS-E FX-8 shelf w/ BFAN-E | 7360 ISAM FX-8 shelf (ANSI variant), 48V only, incl. BFAN unit | Common POL | 4198 | 50% | 2099 | 5% | 1994.05 | Hardware | 13.61 | 13.88 | 466.72 | 546.1 | 361.95 | 92252.3
XFP | Hardware | 3FE46232AC | Release | XGS DR XFP N1 (I-temp) OLT | XGS Dual Rate XFP N1 (I-temp) OLT | OLT-XGSPON-XFP_02 POL | 760 | 50% | 380 | 5% | 361 | Hardware | 0.1 | 0.3 | 90 | 20 | 20 | 36
XFP | Hardware | 3FE46232BA | Release | XGS DR XFP N2 (C-temp) OLT | XGS Dual Rate XFP N2 (C-temp) OLT | OLT-XGSPON-XFP_02 POL | 760 | 50% | 380 | 5% | 361 | Hardware | 0.1 | 0.11 | 87 | 18 | 15 | 23.49
XFP | Hardware | 3FE46232AA | Release | XGS DR XFP N1 (C-temp) OLT | XGS Dual Rate XFP N1 (C-temp) OLT | OLT-XGSPON-XFP_02 POL | 700 | 50% | 350 | 5% | 332.5 | Hardware | 0.1 | 0.11 | 87 | 18 | 15 | 23.49
XFP | Hardware | 3FE46232EA | Release | XGS DR XFP N2 (C-temp) OLT (30km) | XGS Dual Rate XFP N2 (C-temp) DD30 OLT | OLT-XGSPON-XFP_01 POL | 1400 | 50% | 700 | 5% | 665 | Hardware | 0.05 | 0.05 | 88 | 12 | 19 | 20.06
XFP | Hardware | 3FE46232BC | Release | XGS DR XFP N2 (I-temp) OLT | XGS Dual Rate XFP N2 (I-temp) OLT | OLT-XGSPON-XFP_01 POL | 820 | 50% | 410 | 5% | 389.5 | Hardware | 0 | 0 | 0.01 | 0.01 | 0.9 | 0
NOTE: Due to the impact of COVID-19 and the surge in demand from the automotive industry on the global supply chain for chipsets, Nokia, among most other manufacturers, is experiencing delays in product lead times. Currently, delivery intervals average (12) weeks from receipt of purchase order, providing the equipment was forecasted roughly 4 months in advance. Delivery intervals for un-forecasted material may be up to 6 months or greater. Formal delivery dates will be provided 72 hours after receipt of order.
Nokia is taking strong action to manage the existing market dynamics, including partnering with our critical component suppliers at Executive levels, extending our component purchasing windows, increasing component/finished goods buffers, and collaborating with R&D and procurement on alternative component use/multi-sourcing where possible.

## SSP SRS and Maintenance Fees
Maintenance Catalogue_Fixed Access - FBA
Fixed Access - FBA
SSP/SRS and Maintenance Fees: |  | Market North America - GPP 3.0
| Product Discount Category | % Applied on PPL | % applied on Net Product Price |  | PMMP% : Annual CARE %, applied on PPL - ONT repair excluded.
|  | Product Discount | Software Unlimited Subscription (SSP / SRS) | Software Biennial Subscription (SSP / SRS) | Gold (Return for Exchange) Y1 | Gold (Return for Exchange) Y2 | Gold (Advanced Exchange) Y1 | Gold (Advanced Exchange) Y2 | Gold (Return for Repair) Y1 | Gold (Return for Repair) Y2
| ONT-XS-110G-A FBA | 50% | N/A | N/A | 1.62% | 1.62% | 1.62% | 1.62% | 1.62% | 1.62%
| MDU-G-881G FBA | 50% | N/A | N/A | 1.62% | 1.62% | 1.62% | 1.62% | 1.62% | 1.62%
| ONT-E-240G-B FBA | 50% | N/A | N/A | 1.62% | 1.62% | 1.62% | 1.62% | 1.62% | 1.62%
| ONT-PS_01 FBA | 50% | N/A | N/A | 1.62% | 1.62% | 1.62% | 1.62% | 1.62% | 1.62%
| ONT-PS_02 FBA | 50% | N/A | N/A | 1.62% | 1.62% | 1.62% | 1.62% | 1.62% | 1.62%
| ONT-PS_04 FBA | 50% | N/A | N/A | 1.62% | 1.62% | 1.62% | 1.62% | 1.62% | 1.62%
| ONT-PS_05 FBA | 50% | N/A | N/A | 1.62% | 1.62% | 1.62% | 1.62% | 1.62% | 1.62%
| ONT-U-050X-A_01 FBA | 50% | N/A | N/A | 1.62% | 1.62% | 1.62% | 1.62% | 1.62% | 1.62%
| ONT-U-050X-A_02 FBA | 50% | N/A | N/A | 1.62% | 1.62% | 1.62% | 1.62% | 1.62% | 1.62%
| Common_02 FBA | 50% | N/A | N/A | 2.37% | 2.79% | 3.74% | 4.4% | 2.12% | 2.5%
| Common_03 FBA | 50% | N/A | N/A | 2.37% | 2.79% | 3.74% | 4.4% | 2.12% | 2.5%
| Common_05 FBA | 50% | N/A | N/A | 2.37% | 2.79% | 3.74% | 4.4% | 2.12% | 2.5%
| Common_06 FBA | 50% | N/A | N/A | 2.37% | 2.79% | 3.74% | 4.4% | 2.12% | 2.5%
| Common_08 FBA | 50% | N/A | N/A | 2.37% | 2.79% | 3.74% | 4.4% | 2.12% | 2.5%
| Common-SFP_01 FBA | 50% | N/A | N/A | 2.37% | 2.79% | 3.74% | 4.4% | 2.12% | 2.5%
| Common-SFP_02 FBA | 50% | N/A | N/A | 2.37% | 2.79% | 3.74% | 4.4% | 2.12% | 2.5%
| Common-SFP_03 FBA | 50% | N/A | N/A | 2.37% | 2.79% | 3.74% | 4.4% | 2.12% | 2.5%
| LT FBA | 50% | N/A | N/A | 2.37% | 2.79% | 3.74% | 4.4% | 2.12% | 2.5%
| LT-GPON_02 FBA | 50% | N/A | N/A | 2.37% | 2.79% | 3.74% | 4.4% | 2.12% | 2.5%
| OLT-GPON-SFP_01 FBA | 60% | N/A | N/A | 2.37% | 2.79% | 3.74% | 4.4% | 2.12% | 2.5%
| OLT-GPON-SFP_02 FBA | 60% | N/A | N/A | 2.37% | 2.79% | 3.74% | 4.4% | 2.12% | 2.5%
| OLT-GPON-SFP_04 FBA | 50% | N/A | N/A | 2.37% | 2.79% | 3.74% | 4.4% | 2.12% | 2.5%
| OLT-GPON-SFP_06 FBA | 50% | N/A | N/A | 2.37% | 2.79% | 3.74% | 4.4% | 2.12% | 2.5%
| OLT-GPON-XFP FBA | 60% | N/A | N/A | 2.37% | 2.79% | 3.74% | 4.4% | 2.12% | 2.5%
| SW package_01 FBA | 50% | N/A | N/A | 2.37% | 2.79% | 3.74% | 4.4% | 2.12% | 2.5%
| OLT-GPON-SFP_05 FBA | 50% | N/A | N/A | 2.37% | 2.79% | 3.74% | 4.4% | 2.12% | 2.5%
| ONT-U-00160CP-P FBA | 50% | N/A | N/A | 1.62% | 1.62% | 1.62% | 1.62% | 1.62% | 1.62%
| SW-SSP FBA | 66% | N/A | N/A | 2.37% | 2.79% | 3.74% | 4.4% | 2.12% | 2.5%
| ONT_07B FBA | 50% | N/A | N/A | 1.62% | 1.62% | 1.62% | 1.62% | 1.62% | 1.62%
| ONT_08C FBA | 51% | N/A | N/A | 1.62% | 1.62% | 1.62% | 1.62% | 1.62% | 1.62%
| ONT_10 FBA | 65.2% | N/A | N/A | 1.62% | 1.62% | 1.62% | 1.62% | 1.62% | 1.62%
| ONT-ENCL_01 FBA | 50% | N/A | N/A | 1.62% | 1.62% | 1.62% | 1.62% | 1.62% | 1.62%
| ONT-ENCL_02 FBA | 50% | N/A | N/A | 1.62% | 1.62% | 1.62% | 1.62% | 1.62% | 1.62%
| ONT-G-010P-A FBA | 34.3% | N/A | N/A | 1.62% | 1.62% | 1.62% | 1.62% | 1.62% | 1.62%
| ONT-G-240W-E FBA | 28% | N/A | N/A | 1.62% | 1.62% | 1.62% | 1.62% | 1.62% | 1.62%
| ONT-G-2425G-B FBA | 50% | N/A | N/A | 1.62% | 1.62% | 1.62% | 1.62% | 1.62% | 1.62%
| ONT-PS_03 FBA | 50% | N/A | N/A | 1.62% | 1.62% | 1.62% | 1.62% | 1.62% | 1.62%
| ONT-XS-010S-Q FBA | 50% | N/A | N/A | 1.62% | 1.62% | 1.62% | 1.62% | 1.62% | 1.62%
| ONT-XS-010X-Q FBA | 50% | N/A | N/A | 1.62% | 1.62% | 1.62% | 1.62% | 1.62% | 1.62%
| ONU-XE-010S-B FBA | 50% | N/A | N/A | 1.62% | 1.62% | 1.62% | 1.62% | 1.62% | 1.62%
| ONU-XE-010X-B FBA | 50% | N/A | N/A | 1.62% | 1.62% | 1.62% | 1.62% | 1.62% | 1.62%
| MDU-G-881G_01 FBA | 50% | N/A | N/A | 1.62% | 1.62% | 1.62% | 1.62% | 1.62% | 1.62%
| MDU-G-881G_02 FBA | 50% | N/A | N/A | 1.62% | 1.62% | 1.62% | 1.62% | 1.62% | 1.62%
| ONT_04A FBA | 61.5% | N/A | N/A | 1.62% | 1.62% | 1.62% | 1.62% | 1.62% | 1.62%
| ONT_04B FBA | 50.5% | N/A | N/A | 1.62% | 1.62% | 1.62% | 1.62% | 1.62% | 1.62%
| ONT_04C FBA | 50% | N/A | N/A | 1.62% | 1.62% | 1.62% | 1.62% | 1.62% | 1.62%
| ONT_05B FBA | 50% | N/A | N/A | 1.62% | 1.62% | 1.62% | 1.62% | 1.62% | 1.62%
| Cables_01 FBA | 50% | N/A | N/A | 2.37% | 2.79% | 3.74% | 4.4% | 2.12% | 2.5%
| Cables_02 FBA | 50% | N/A | N/A | 2.37% | 2.79% | 3.74% | 4.4% | 2.12% | 2.5%
| Common_07 FBA | 50% | N/A | N/A | 2.37% | 2.79% | 3.74% | 4.4% | 2.12% | 2.5%
| Common_09 FBA | 50% | N/A | N/A | 2.37% | 2.79% | 3.74% | 4.4% | 2.12% | 2.5%
| Common_10 FBA | 50% | N/A | N/A | 2.37% | 2.79% | 3.74% | 4.4% | 2.12% | 2.5%
| Common_14 FBA | 50% | N/A | N/A | 2.37% | 2.79% | 3.74% | 4.4% | 2.12% | 2.5%
| Common_15 FBA | 50% | N/A | N/A | 2.37% | 2.79% | 3.74% | 4.4% | 2.12% | 2.5%
| Common-SFP_04 FBA | 50% | N/A | N/A | 2.37% | 2.79% | 3.74% | 4.4% | 2.12% | 2.5%
| Common-SFP_05 FBA | 50% | N/A | N/A | 2.37% | 2.79% | 3.74% | 4.4% | 2.12% | 2.5%
| LT-GPON_06 FBA | 50% | N/A | N/A | 2.37% | 2.79% | 3.74% | 4.4% | 2.12% | 2.5%
| LT-GPON_07 FBA | 50% | N/A | N/A | 2.37% | 2.79% | 3.74% | 4.4% | 2.12% | 2.5%
| LT-MPM-LT FBA | 50% | N/A | N/A | 2.37% | 2.79% | 3.74% | 4.4% | 2.12% | 2.5%
| LT-PTP_01 FBA | 50% | N/A | N/A | 2.37% | 2.79% | 3.74% | 4.4% | 2.12% | 2.5%
| LT-PTP_02 FBA | 50% | N/A | N/A | 2.37% | 2.79% | 3.74% | 4.4% | 2.12% | 2.5%
| OLT-GPON-SFP_03 FBA | 60% | N/A | N/A | 2.37% | 2.79% | 3.74% | 4.4% | 2.12% | 2.5%
| OLT-MPM-Optic FBA | 50% | N/A | N/A | 2.37% | 2.79% | 3.74% | 4.4% | 2.12% | 2.5%
| OLT-XGSPON-XFP_01 FBA | 50% | N/A | N/A | 2.37% | 2.79% | 3.74% | 4.4% | 2.12% | 2.5%
| OLT-XGSPON-XFP_02 FBA | 50% | N/A | N/A | 2.37% | 2.79% | 3.74% | 4.4% | 2.12% | 2.5%
| ONT-GPON-OPTIC_01 FBA | 60% | N/A | N/A | 2.37% | 2.79% | 3.74% | 4.4% | 2.12% | 2.5%
| ONT-GPON-OPTIC_02 FBA | 60% | N/A | N/A | 2.37% | 2.79% | 3.74% | 4.4% | 2.12% | 2.5%
| NMS_01 FBA | 50% | N/A | N/A | 2.14% | 2.14% | 2.14% | 2.14% | 2.14% | 2.14%
| Common FBA | 50% | N/A | N/A | 2.37% | 2.79% | 3.74% | 4.4% | 2.12% | 2.5%
| LT-NGPON-LT FBA | 50% | N/A | N/A | 2.37% | 2.79% | 3.74% | 4.4% | 2.12% | 2.5%
| LT-POTS-LT FBA | 50% | N/A | N/A | 2.37% | 2.79% | 3.74% | 4.4% | 2.12% | 2.5%
| Common-SFP FBA | 50% | N/A | N/A | 2.37% | 2.79% | 3.74% | 4.4% | 2.12% | 2.5%
| LT-PTP FBA | 50% | N/A | N/A | 2.37% | 2.79% | 3.74% | 4.4% | 2.12% | 2.5%
| LT-PTP-C-SFP FBA | 50% | N/A | N/A | 2.37% | 2.79% | 3.74% | 4.4% | 2.12% | 2.5%
| Cables-Remote Node-SW package FBA | 50% | N/A | N/A | 2.37% | 2.79% | 3.74% | 4.4% | 2.12% | 2.5%
| OLT-EPON-SFP FBA | 20% | N/A | N/A | 2.37% | 2.79% | 3.74% | 4.4% | 2.12% | 2.5%
| Cables FBA | 50% | N/A | N/A | 2.37% | 2.79% | 3.74% | 4.4% | 2.12% | 2.5%
| Remote Node-SW package FBA | 50% | N/A | N/A | 2.37% | 2.79% | 3.74% | 4.4% | 2.12% | 2.5%
| Remote Node-3 FBA | 50% | N/A | N/A | 2.37% | 2.79% | 3.74% | 4.4% | 2.12% | 2.5%
| Mini-OLT FBA | 55% | N/A | N/A | 2.37% | 2.79% | 3.74% | 4.4% | 2.12% | 2.5%
| OLT-XGSPON-XFP FBA | 57% | N/A | N/A | 2.37% | 2.79% | 3.74% | 4.4% | 2.12% | 2.5%
| ONT-GPON-OPTIC-1 FBA | 60% | N/A | N/A | 2.37% | 2.79% | 3.74% | 4.4% | 2.12% | 2.5%
| ONT-XGSPON-OPTIC FBA | 60% | N/A | N/A | 2.37% | 2.79% | 3.74% | 4.4% | 2.12% | 2.5%
| ONT-GPON-OPTIC-2 FBA | 60% | N/A | N/A | 2.37% | 2.79% | 3.74% | 4.4% | 2.12% | 2.5%
| Remote Node FBA | 50% | N/A | N/A | 2.37% | 2.79% | 3.74% | 4.4% | 2.12% | 2.5%
| NAM-7360 Starter Kits FBA | 50% | N/A | N/A | 2.37% | 2.79% | 3.74% | 4.4% | 2.12% | 2.5%
| Remote Node-2 FBA | 55% | N/A | N/A | 2.37% | 2.79% | 3.74% | 4.4% | 2.12% | 2.5%
| NMS FBA | 50% | N/A | N/A | 2.14% | 2.14% | 2.14% | 2.14% | 2.14% | 2.14%
| ONT-U-090CP-P FBA | 50% | N/A | N/A | 1.62% | 1.62% | 1.62% | 1.62% | 1.62% | 1.62%
| ONT-C-040P-P FBA | 66% | N/A | N/A | 1.62% | 1.62% | 1.62% | 1.62% | 1.62% | 1.62%
| ONT-C-040P-Q FBA | 65% | N/A | N/A | 1.62% | 1.62% | 1.62% | 1.62% | 1.62% | 1.62%
| ONT-XS-250X-A FBA | 50% | N/A | N/A | 1.62% | 1.62% | 1.62% | 1.62% | 1.62% | 1.62%
| ONT-XS-250WX-A FBA | 50% | N/A | N/A | 1.62% | 1.62% | 1.62% | 1.62% | 1.62% | 1.62%
| ONT-XS-240W-A FBA | 50% | N/A | N/A | 1.62% | 1.62% | 1.62% | 1.62% | 1.62% | 1.62%
| ONT-XS-020X-A FBA | 50% | N/A | N/A | 1.62% | 1.62% | 1.62% | 1.62% | 1.62% | 1.62%
| ONT-ENCL FBA | 50% | N/A | N/A | 1.62% | 1.62% | 1.62% | 1.62% | 1.62% | 1.62%
| ONT-G-440G-A FBA | 66.75% | N/A | N/A | 1.62% | 1.62% | 1.62% | 1.62% | 1.62% | 1.62%
| ONT-XE-040G-A FBA | 55% | N/A | N/A | 1.62% | 1.62% | 1.62% | 1.62% | 1.62% | 1.62%
| ONT-G-240G-A FBA | 66.7% | N/A | N/A | 1.62% | 1.62% | 1.62% | 1.62% | 1.62% | 1.62%
| ONT-G-010G-A FBA | 61.6% | N/A | N/A | 1.62% | 1.62% | 1.62% | 1.62% | 1.62% | 1.62%
| ONT-G-040P-Q FBA | 51% | N/A | N/A | 1.62% | 1.62% | 1.62% | 1.62% | 1.62% | 1.62%
| ONT-E010S-P FBA | 66% | N/A | N/A | 1.62% | 1.62% | 1.62% | 1.62% | 1.62% | 1.62%
| ONT-ACC FBA | 50% | N/A | N/A | 1.62% | 1.62% | 1.62% | 1.62% | 1.62% | 1.62%
| CPE-F-010G-B FBA | 58% | N/A | N/A | 1.62% | 1.62% | 1.62% | 1.62% | 1.62% | 1.62%
| ONT-F-010G-C FBA | 50% | N/A | N/A | 1.62% | 1.62% | 1.62% | 1.62% | 1.62% | 1.62%
| ONT-G-010S-A FBA | 55.9% | N/A | N/A | 1.62% | 1.62% | 1.62% | 1.62% | 1.62% | 1.62%
| ONT-G-010S-B FBA | 45.5% | N/A | N/A | 1.62% | 1.62% | 1.62% | 1.62% | 1.62% | 1.62%
| ONT-G-241G-A FBA | 47.9% | N/A | N/A | 1.62% | 1.62% | 1.62% | 1.62% | 1.62% | 1.62%
NOTE: Due to the impact of COVID-19 and the surge in demand from the automotive industry on the global supply chain for chipsets, Nokia, among most other manufacturers, is experiencing delays in product lead times. Currently, delivery intervals average (12) weeks from receipt of purchase order, providing the equipment was forecasted roughly 4 months in advance. Delivery intervals for un-forecasted material may be up to 6 months or greater. Formal delivery dates will be provided 72 hours after receipt of order.
Nokia is taking strong action to manage the existing market dynamics, including partnering with our critical component suppliers at Executive levels, extending our component purchasing windows, increasing component/finished goods buffers, and collaborating with R&D and procurement on alternative component use/multi-sourcing where possible.

## POL SSP SRS Maintenance Fees
Maintenance Catalogue_Fixed Access - POL
Fixed Access - POL
SSP/SRS and Maintenance Fees: |  | Market North America - GPP 3.0
| Product Discount Category | % Applied on PPL | % applied on Net Product Price |  | PMMP% : Annual CARE %, applied on PPL. POL products are always quoted with Gold level maintenance - ONT repair excluded.
|  | Product Discount | Software Unlimited Subscription (SSP / SRS) | Software Biennial Subscription (SSP / SRS) | Gold (Return for Exchange) Y1 | Gold (Return for Exchange) Y2 | Gold (Return for Repair) Y1 | Gold (Return for Repair) Y2 | Gold (Advanced Exchange) Y1 | Gold (Advanced Exchange) Y2
| SW-SSP POL | 66% | N/A | N/A | 2.25% | 2.65% | 2.02% | 2.37% | 2.72% | 3.2%
| ONT_04B POL | 50.5% | N/A | N/A | 2.25% | 2.65% | 2.02% | 2.37% | 2.72% | 3.2%
| ONT_04C POL | 50% | N/A | N/A | 2.25% | 2.65% | 2.02% | 2.37% | 2.72% | 3.2%
| ONT_07B POL | 50% | N/A | N/A | 2.25% | 2.65% | 2.02% | 2.37% | 2.72% | 3.2%
| ONT_08C POL | 51% | N/A | N/A | 2.25% | 2.65% | 2.02% | 2.37% | 2.72% | 3.2%
| ONT_10 POL | 65.2% | N/A | N/A | 2.25% | 2.65% | 2.02% | 2.37% | 2.72% | 3.2%
| ONT-ENCL_01 POL | 50% | N/A | N/A | 2.25% | 2.65% | 2.02% | 2.37% | 2.72% | 3.2%
| ONT-ENCL_02 POL | 50% | N/A | N/A | 2.25% | 2.65% | 2.02% | 2.37% | 2.72% | 3.2%
| ONT-GPON-OPTIC_02 POL | 60% | N/A | N/A | 2.25% | 2.65% | 2.02% | 2.37% | 2.72% | 3.2%
| ONT_04A POL | 61.5% | N/A | N/A | 2.25% | 2.65% | 2.02% | 2.37% | 2.72% | 3.2%
| Common_09 POL | 50% | N/A | N/A | 2.25% | 2.65% | 2.02% | 2.37% | 2.72% | 3.2%
| Common_10 POL | 50% | N/A | N/A | 2.25% | 2.65% | 2.02% | 2.37% | 2.72% | 3.2%
| Common_15 POL | 50% | N/A | N/A | 2.25% | 2.65% | 2.02% | 2.37% | 2.72% | 3.2%
| Common-SFP_03 POL | 50% | N/A | N/A | 2.25% | 2.65% | 2.02% | 2.37% | 2.72% | 3.2%
| Common-SFP_04 POL | 50% | N/A | N/A | 2.25% | 2.65% | 2.02% | 2.37% | 2.72% | 3.2%
| LT-GPON_06 POL | 50% | N/A | N/A | 2.25% | 2.65% | 2.02% | 2.37% | 2.72% | 3.2%
| LT-GPON_07 POL | 50% | N/A | N/A | 2.25% | 2.65% | 2.02% | 2.37% | 2.72% | 3.2%
| LT-MPM-LT POL | 50% | N/A | N/A | 2.25% | 2.65% | 2.02% | 2.37% | 2.72% | 3.2%
| NMS_01 POL | 50% | N/A | N/A | 2.25% | 2.65% | 2.02% | 2.37% | 2.72% | 3.2%
| OLT-GPON-SFP_02 POL | 60% | N/A | N/A | 2.25% | 2.65% | 2.02% | 2.37% | 2.72% | 3.2%
| OLT-MPM-Optic POL | 50% | N/A | N/A | 2.25% | 2.65% | 2.02% | 2.37% | 2.72% | 3.2%
| OLT-XGSPON-XFP_01 POL | 50% | N/A | N/A | 2.25% | 2.65% | 2.02% | 2.37% | 2.72% | 3.2%
| OLT-XGSPON-XFP_02 POL | 50% | N/A | N/A | 2.25% | 2.65% | 2.02% | 2.37% | 2.72% | 3.2%
| Common_02 POL | 50% | N/A | N/A | 2.25% | 2.65% | 2.02% | 2.37% | 2.72% | 3.2%
| Common_03 POL | 50% | N/A | N/A | 2.25% | 2.65% | 2.02% | 2.37% | 2.72% | 3.2%
| Common_05 POL | 50% | N/A | N/A | 2.25% | 2.65% | 2.02% | 2.37% | 2.72% | 3.2%
| Common-SFP_01 POL | 50% | N/A | N/A | 2.25% | 2.65% | 2.02% | 2.37% | 2.72% | 3.2%
| Common-SFP_02 POL | 50% | N/A | N/A | 2.25% | 2.65% | 2.02% | 2.37% | 2.72% | 3.2%
| LT-GPON_02 POL | 50% | N/A | N/A | 2.25% | 2.65% | 2.02% | 2.37% | 2.72% | 3.2%
| OLT-GPON-SFP_01 POL | 60% | N/A | N/A | 2.25% | 2.65% | 2.02% | 2.37% | 2.72% | 3.2%
| OLT-GPON-SFP_04 POL | 50% | N/A | N/A | 2.25% | 2.65% | 2.02% | 2.37% | 2.72% | 3.2%
| OLT-GPON-SFP_05 POL | 50% | N/A | N/A | 2.25% | 2.65% | 2.02% | 2.37% | 2.72% | 3.2%
| OLT-GPON-SFP_06 POL | 50% | N/A | N/A | 2.25% | 2.65% | 2.02% | 2.37% | 2.72% | 3.2%
| ONT-PS_01 POL | 50% | N/A | N/A | 2.25% | 2.65% | 2.02% | 2.37% | 2.72% | 3.2%
| ONT-PS_02 POL | 50% | N/A | N/A | 2.25% | 2.65% | 2.02% | 2.37% | 2.72% | 3.2%
| ONT-PS_03 POL | 50% | N/A | N/A | 2.25% | 2.65% | 2.02% | 2.37% | 2.72% | 3.2%
| Common POL | 50% | N/A | N/A | 2.25% | 2.65% | 2.02% | 2.37% | 2.72% | 3.2%
| LT-NGPON-LT POL | 50% | N/A | N/A | 2.25% | 2.65% | 2.02% | 2.37% | 2.72% | 3.2%
| OLT-XGSPON-XFP POL | 57% | N/A | N/A | 2.25% | 2.65% | 2.02% | 2.37% | 2.72% | 3.2%
| ONT-GPON-OPTIC-1 POL | 60% | N/A | N/A | 2.25% | 2.65% | 2.02% | 2.37% | 2.72% | 3.2%
| ONT-XGSPON-OPTIC POL | 60% | N/A | N/A | 2.25% | 2.65% | 2.02% | 2.37% | 2.72% | 3.2%
| ONT-G-010P-A POL | 34.3% | N/A | N/A | 2.25% | 2.65% | 2.02% | 2.37% | 2.72% | 3.2%
| ONT-G-010S-B POL | 45.5% | N/A | N/A | 2.25% | 2.65% | 2.02% | 2.37% | 2.72% | 3.2%
| ONT-G-241G-A POL | 47.9% | N/A | N/A | 2.25% | 2.65% | 2.02% | 2.37% | 2.72% | 3.2%
| ONT-U-090CP-P POL | 50% | N/A | N/A | 2.25% | 2.65% | 2.02% | 2.37% | 2.72% | 3.2%
| ONT-C-040P-P POL | 66% | N/A | N/A | 2.25% | 2.65% | 2.02% | 2.37% | 2.72% | 3.2%
| ONT-C-040P-Q POL | 65% | N/A | N/A | 2.25% | 2.65% | 2.02% | 2.37% | 2.72% | 3.2%
| ONT-U-00160CP-P POL | 50% | N/A | N/A | 2.25% | 2.65% | 2.02% | 2.37% | 2.72% | 3.2%
| ONT-XS-020X-A POL | 50% | N/A | N/A | 2.25% | 2.65% | 2.02% | 2.37% | 2.72% | 3.2%
| ONT-ENCL POL | 50% | N/A | N/A | 2.25% | 2.65% | 2.02% | 2.37% | 2.72% | 3.2%
| ONT-G-440G-A POL | 66.75% | N/A | N/A | 2.25% | 2.65% | 2.02% | 2.37% | 2.72% | 3.2%
| ONT-G-240G-A POL | 66.7% | N/A | N/A | 2.25% | 2.65% | 2.02% | 2.37% | 2.72% | 3.2%
| ONT-G-010G-A POL | 61.6% | N/A | N/A | 2.25% | 2.65% | 2.02% | 2.37% | 2.72% | 3.2%
| ONT-G-010S-A POL | 55.9% | N/A | N/A | 2.25% | 2.65% | 2.02% | 2.37% | 2.72% | 3.2%
| ONT-ACC POL | 50% | N/A | N/A | 2.25% | 2.65% | 2.02% | 2.37% | 2.72% | 3.2%
| ONT-G-040P-Q POL | 51% | N/A | N/A | 2.25% | 2.65% | 2.02% | 2.37% | 2.72% | 3.2%
| NMS POL | 50% | N/A | N/A | 2.25% | 2.65% | 2.02% | 2.37% | 2.72% | 3.2%
| NAM-7360 Starter Kits POL | 50% | N/A | N/A | 2.25% | 2.65% | 2.02% | 2.37% | 2.72% | 3.2%
NOTE: Due to the impact of COVID-19 and the surge in demand from the automotive industry on the global supply chain for chipsets, Nokia, among most other manufacturers, is experiencing delays in product lead times. Currently, delivery intervals average (12) weeks from receipt of purchase order, providing the equipment was forecasted roughly 4 months in advance. Delivery intervals for un-forecasted material may be up to 6 months or greater. Formal delivery dates will be provided 72 hours after receipt of order.
Nokia is taking strong action to manage the existing market dynamics, including partnering with our critical component suppliers at Executive levels, extending our component purchasing windows, increasing component/finished goods buffers, and collaborating with R&D and procurement on alternative component use/multi-sourcing where possible.

## MN_AirFrame and TSS
Configuration Pricing
Product: | MN - Cloud HW (PP)
Incoterm: | FCA
Currency: | USD
Created: | 4/12/2021
Offer name: | RFP H-GAC Proposal - RA05-21 Radio Communications/Emergency Response Equipment
NSMA HW
ITEM CODE | DESCRIPTION | QTY | TOTAL FCA
NDCHW1752 | AF RDIMM DDR4 32GB 2933 | 4 | 1573.84
NDCHW1351 | AF SSD 480GB SATA 3dwpd 2.5 inch | 8 | 2563.68
NADCMSW0003 | AF Data Center Manager TL CLTU | 3 | 478.8
NADCMSW0004LK | AF Data Center Manager CLK | 3 | 0.03
FlowOne HW
ITEM CODE | DESCRIPTION | QTY | TOTAL FCA
NDCHW1752 | AF RDIMM DDR4 32GB 2933 | 8 | 3147.68
NDCHW1351 | AF SSD 480GB SATA 3dwpd 2.5 inch | 16 | 5127.36
NADCMSW0003 | AF Data Center Manager TL CLTU | 6 | 957.6
NADCMSW0004LK | AF Data Center Manager CLK | 6 | 0.06
SRS_NSMA_HW
ITEM CODE | DESCRIPTION | QTY | TOTAL FCA
NADCMSW0001 | AF Data Center Manager TL SRS | 3 | 124.35
SRS_FO_HW
ITEM CODE | DESCRIPTION | QTY | TOTAL FCA
NADCMSW0001 | AF Data Center Manager TL SRS | 6 | 248.7
SWM Year 1
ITEM CODE | DESCRIPTION | QTY | TOTAL FCA
301013314 | Airframe Central Cloud | 1 | 4544
ERS Year 1
ITEM CODE | DESCRIPTION | QTY | TOTAL FCA
301013314 | Airframe Central Cloud | 1 | 824
HWS
ITEM CODE | DESCRIPTION | QTY | TOTAL FCA
301048526 | Airframe Central Cloud | 1 | 3020
Software Update/Upgrade Year 1 | (optional)
ITEM CODE | DESCRIPTION | QTY | TOTAL FCA
301013314 | Airframe Central Cloud | 1 | 3984

## Home Care Device Management
Nokia Enterprise - Home Care Device Management Solution (HC)
Category | Part No | Description | Price Per | Qty | MSRP (USD) | Discount | HGAC Price (USD)
Modular Private Wireless Solution
Product | Nokia-HC-SAAS-SW | HomeCare SaaS Software Licenses (Includes SRS/Care) - Up to 5k devices | Year | 1 | 36000 | 30% | 25200
Service | Nokia-HC-SAAS-PS | Professional Services (Setup, API Consultation, Testing) | Unit | 1 | 65000 | 20% | 52000
Pricing Assumptions
1 | Annual fee for up to 5000 devices
2 | After 3 years, the price is subject to change
3 | Setup fee includes:
4 | Project management support
5 | Onboarding support for devices (Nokia CPEs only)
6 | Instance of HomeCare SaaS with GUI access for owner /operator
7 | Troubleshooting support
8 | API consultation
9 | On-the-job training
Exclusions
1 | SW or API customization

## NIAM
Nokia Enterprise - NetGuard Identity Access Manager (NIAM)
Category | Part No | Description | Price Per | Qty | MSRP (USD) | Discount | HGAC Price (USD)
Modular Private Wireless Solution
Product | Nokia-NIAM-SW | NIAM Software Perpetual Licenses | Unit | 1 | 187272.0571 | 30% | 131090.44
Product | Nokia-NIAM-SRS | NIAM SW release subscription | Year | 1 | 20533.2 | 30% | 14373.24
Service | Nokia-NIAM-CUSTOM | NIAM Customized Adapters Perpetual Licenses | Unit | 1 | 37932.7625 | 20% | 30346.21
Service | Nokia-NIAM-ADPTR-LCM | NIAM Customized Adapters Lifecycle Management | Year | 1 | 6204.9375 | 20% | 4963.95
Service | Nokia-NIAM-PS | Professional Services (desgin, install, implement, integrate, acceptance, project management) | Unit | 1 | 333312.3 | 20% | 266649.84
Maintenance | Nokia-NIAM-Maintenance | NIAM SW Maintenance | Year | 1 | 23413.7125 | 20% | 18730.97
Scope Definition and Assumptions
NIAM General Assumptions
| Redundancy configuration | Simplex with HA
| Include Simplex LAB | No
| Licenses model | Perpetual
| Access Government Module | Excluded, can be offered on Request
| Forecast | Year1
| Number of Integrated Network Elements | 500
| Number of NE that required Password Rotation | 0
| Total number of estimated concurrent CLI sessions | 25
| Total number of estimated concurrent GUI sessions | 25
| Total named Users | 100
| Include Productize Adapters (Nokia Products and other on the PLM list) | Yes
Year1
| - SSO Adapter (GUI and CLI) | 1
| - Password Rotation Adapter | 1
| - Account Management Adapter | 1
| Include Customized Adapters (any 3rd party Product not in the PLM list) | Yes
Year1
| - SSO Adapter (GUI and CLI) | 1
| - Password Rotation Adapter | 1
| - Account Management Adapter | 1
Integration Assumptions
| Active Directory/LDAP Integration | Included
| SNMP Integration | Included
| SMTP Email Integration | Included
| SIEM Integration | Excluded
| Secure 2 Factor Authentication - RSA ony | Excluded
| Customer corporate IDM | Excluded
| AAA | Excluded
| NE LDAP | Excluded
| TACACS | Excluded
| ISE | Excluded
| NSMC integration with NIAM | Included
| Customer Load Balancer integration | Excluded
| Adding customer specific hardening & auditing | Excluded
| Windows Terminal Servers | Not included, customer will provided
| Nokia Container Licenses (NCS) | Not Included as part of this offer
| Go Live Support | Yes
| How many days for Go-live Support | 15
| Go live ONSITE support need it | No
| Post-Operation Lunch Support | No
| How many days of support | 0
| Post-Operation ONSITE support need it | No
| Include SRS | Yes
| Include CARE | Yes
| Level of CARE | Advanced
| Include Integration Services | Yes
| Include Upgrade Services | No
| Include Training | No
| Training Type | No training Selected
| Training Environment | No training Selected
| Training Level | No training Selected

## NACM
Nokia Enterprise - NetGuard Audit Compliance Management (NACM)
Category | Part No | Description | Price Per | Qty | MSRP (USD) | Discount | HGAC Price (USD)
Modular Private Wireless Solution
Product | Nokia-NACM-SW | NACM Software Perpetual Licenses | Unit | 1 | 372159.8 | 30% | 260511.86
Product | Nokia-NACM-SRS | NACM SW release subscription | Year | 1 | 38148 | 30% | 26703.6
Service | Nokia-NACM-CUSTOM-ADPTR | NACM Customized Adapters Perpetual Licenses | Unit | 1 | 15931.125 | 20% | 12744.9
Service | Nokia-NACM-ADPTR-LCM | NACM Customized Adapters Lifecycle Management | Year | 1 | 4630.8125 | 20% | 3704.65
Service | Nokia-NACM-PS | Professional Services (desgin, install, implement, integrate, acceptance, project management) | Unit | 1 | 224928.325 | 20% | 179942.66
Maintenance | Nokia-NACM-Maintenance | NACM SW Maintenance | Year | 1 | 41152.5 | 20% | 32922
Scope Definition and Assumptions
NACM General Assumptions
Redundancy configuration
| Server Redundancy | N+1
| Agent Redundancy | N+1
| Database Redundancy | TRUE
| Include Simplex LAB | No
| Market Segment | CSP
| Licenses model | Perpetual
| Netguard Compliance Template Manager | Not Included
| Number of Golden Standard per Adapter | 2
| Nokia develops and deploy Adapter and the Gold standard for given NE type(s). Scope of Gold Standard is limited to Security parameters only. Max 500 parameters | Yes
| Audit Scope | Security Audit
| How often schedules (snapshots & audits) must run | Daily
| Number of separate audits per schedule | 1
| Retention duration for audit results (weeks) | 1
| Archival duration for audit results (weeks) | 12
| Number of licensed users | 200
| Maximum concurrent users | 10
| Forecast | Year1
| Number of Integrated Network Elements | 500
| Include Productize Adapters (Nokia Products and other on the PLM list) | Yes
Year1
| NACM Compliance Audit Adapter | 1
| NACM Additional audit parameter (will add block of 100 parameter) | 0
| Include Customized Adapters (any 3rd party Product not in the PLM list) | Yes
Year1
| NACM Based Customized Adapter | 1
| NACM Additional audit parameter (will add block of 100 parameter) | 0
| Include Adapter Life-Cycle Management | Yes
| Nokia develops and deploy Adapter and the Gold standard for given NE type(s). Scope of Gold Standard is limited to Security parameters only. Max 500 parameters | Yes
Integration Assumptions
| SIEM Integration | No
| Secure 2 Factor Authentication - RSA ony | No
| Customer corporate IDM | No
| NSMC integration with NACM | Yes
| Adding customer specific hardening & auditing | No
| Active Directory/LDAP Integration | Yes
| SNMP Integration | Yes
| SMTP Email Integration | Yes
| Go Live Support | Yes
| How many days for Go-live Support | 15
| Go live ONSITE support need it | No
| Post-Operation Lunch Support | No
| How many days of support | 0
| Post-Operation ONSITE support need it | No
| Nokia Container Licenses (NCS) | Not Included as part of this offer
| Include SRS | Yes
| Include CARE | Yes
| Level of CARE | Advanced
| Include Integration Services | Yes
| Include Upgrade Services | No
| Include Training | No
| Training Type | No training Selected
| Training Environment | No training Selected
| Training Level | No training Selected

## NSMC
Nokia Enterprise - NetGuard Security Management Center (NSMC)
Category | Part No | Description | Price Per | Qty | MSRP (USD) | Discount | HGAC Price (USD)
Modular Private Wireless Solution
Product | Nokia-NSMC-SW | NSMC Software Perpetual Licenses | Unit | 1 | 381480.0571 | 30% | 267036.04
Product | Nokia-NSMC-SRS | NSMC SW release subscription | Year | 1 | 39882 | 30% | 27917.4
Service | Nokia-NSMC-PS | Professional Services (desgin, install, implement, integrate, acceptance, project management) | Unit | 1 | 387193.6625 | 20% | 309754.93
Maintenance | Nokia-NSMC-Maintenance | NSMC SW Maintenance | Year | 1 | 47671.45 | 20% | 38137.16
Scope Definition and Assumptions
NSMC General Assumptions
| Redundancy configuration | Simplex with HA
| Include Simplex LAB | No
| Market Segment | CSP
| Licenses model | Perpetual
| NSMC Integration with NIAM | Included
| NSMC Integration with NACM | Included
| NIAM Dashboard and Reports user case implementation | Included
| NACM Dashboard and Reports user case implementation | Included
| Additional NSMC uses case (Not including NIAM/NACM Dashboard) | 0
| Data Retention/Storage | 6
| NSMC Workflow Orchestration | Included
Year1
| NSMC WFO Named User | 5
| NSMC WFO Orchestrated Network Elements | 0
| Number of logstash connectors | 5
| Expected percentage of load SMALL | 1
| Nokia Container Manager integration | Remote Integration
| Number of Integration Uses cases included as default | 5
| Nokia Container Licenses (NCS) | Not Included as part of this offer
SMC Interface Integration
| SIEM Integration | No
| Secure 2 Factor Authentication - RSA ony | No
| Customer corporate IDM | No
| NIAM or Customer NIAM integration | Yes
| NACM or Customer ACM integration | Yes
| Adding customer specific hardening & auditing | No
| Active Directory/LDAP Integration | Yes
| SNMP Integration | Yes
| SMTP Email Integration | Yes
| Go Live Support | Yes
| How many days for Go-live Support | 15
| Go live ONSITE support need it | No
| Post-Operation Lunch Support | No
| How many days of support | 0
| Post-Operation ONSITE support need it | No
| Include SRS | Yes
| Include CARE | Yes
| Level of CARE | Advanced
| Include Integration Services | Yes
| Include Upgrade Services | No
| Include Training | No
| Training Type | No training Selected
| Training Environment | No training Selected
| Training Level | No training Selected

## NES
Nokia Enterprise - NetGuard Endpoint Security (NES)
Category | Part No | Description | Price Per | Qty | MSRP (USD) | Discount | HGAC Price (USD)
Modular Private Wireless Solution
Product | Nokia-NES-SW | NES Software Perpetual Licenses | Unit | 1 | 442378.1 | 30% | 309664.67
Product | Nokia-NES-SRS | NES SW release subscription | Year | 1 | 45084 | 30% | 31558.8
Service | Nokia-NES-PS | Professional Services (desgin, install, implement, integrate, acceptance, project management) | Unit | 1 | 248307.6625 | 20% | 198646.13
Maintenance | Nokia-NES-Maintenance | NES SW Maintenance | Year | 1 | 55815.8 | 20% | 44652.64
Scope Definition and Assumptions
NES General Assumptions
| ARC in Geo-redundant configuration | No
| NES Software Release solution | Release 20.8 Classic Bare Metal deployment
| NES Deployment type | Cloud Native
| NCS enviroments | N/A
| Include Simplex LAB | No
| - LAB in same physical site as production | N/A
| - LAB number of NIDS | N/A
| - LAB ARC Virtualized | N/A
| - LAB number of ARC | N/A
| - LAB Malware report | N/A
| Market Segment | CSP
| Licenses model | Perpetual
| ARC Deployment | On physical Resources
| - Type of ARC deployment | Standard Performance
| Total NIDS Server with 20G Interface (4x 10Gbps) | 2
| Total NIDS Server with 100G Interface (1x 100Gbps) | 0
| Total NIDS services in Containerized deployment | 0
| Server Power Supply | AC
NES Optional Modules
| Base SW - Mandatory | Included
| Includes - Subscriber Notification - all subscribers | Included
| Includes - Subscriber Notification - opted-in subscribers | Not Included
| Included - Mitigation | Not Included
| Include Enterprise Portal for VAS | Not Included
Include total number of enterprises
| IoT Profiling, Tracking, Internal SA (Consumer/Business) | Included
| Include Enterprise Portal for IoT profiling | Not Included
Include total number of Tenats/enterprise
| Include Mobile SDK | Not Included
| Include ARC Geo-Redundancy (requires that customer provides GSLB service) | Not Included
| Endpoints Forecast | Year1
| Total Security Analytics Endpoints | 200000
| Total opted-in VAS Endpoints (Monitoring/Mitigation) | 0
| Total Endpoints using the SDK for Android/iOS | 0
| Total IoT/M2M Endpoint Types for Device Profiling | 10
| Total Business Customers using the SA-Portal | 0
Interface Integration
| - Firewall/Router Blacklist | Excluded, can be offered on Request
| - IoT Nokia Impact Integration | Integration Included
| - Security Analytics Enterprise Portal | Excluded, can be offered on Request
| - Dashboard for tenants for IoT | Excluded, can be offered on Request
Use Case - Consumer/Business VAS
| Enterprise Portal branding design & implementation | No
Use Case - IoT/M2M VAS
| IoT- Number of Device Types | 10
| IoT- Customer need access to dashboard for Tenants ? | No
Other services assumptions
| Assumption Standard Acceptance tests (ATMN manual) | Yes
| OJT (on the job training) an Initial operational support (Days) | 10
| Periodic malware threat report in scope | Yes
| Number of reports | 1
| RAS Connection Available? | Yes
| Include SRS | Yes
| Include CARE | Yes
| Level of CARE | Advanced
| Include Integration Services | Yes
| Include Upgrade Services | Yes
| Include Training | No
| Training Type | No training Selected
| Training Environment | No training Selected
| Training Level | No training Selected

## NCM
Nokia Enterprise - NetGuard Certificate Management (NCM)
Category | Part No | Description | Price Per | Qty | MSRP (USD) | Discount | HGAC Price (USD)
Modular Private Wireless Solution
Product | Nokia-NCM-SW | NCM Software Perpetual Licenses | Unit | 1 | 216750.0143 | 30% | 151725.01
Product | Nokia-NCM-SRS | NCM SW release subscription | Year | 1 | 31212 | 30% | 21848.4
Service | Nokia-NCM-PS | Professional Services (desgin, install, implement, integrate, acceptance, project management) | Unit | 1 | 151542.075 | 20% | 121233.66
Maintenance | Nokia-NCM-Maintenance | NCM SW Maintenance | Year | 1 | 49111.2375 | 20% | 39288.99
Scope Definition and Assumptions
NCM General Assumptions
| Redundancy configuration | No
| Include Simplex LAB | No
| Market Segment | CSP
| Licenses model | Perpetual
| Type of Appliances | Virtual
| If Physical select type of HW | Non-Applicable
| Include Multinaco | No
| If Multinaco Include - Additional countries | 0
| Include Certificate Expiration Reporting | Yes
| Include Plugin for K8 Cert-Manager | No
| NCM Forecast - Cumulative Value | Year1
| NCM Operator License 1k Macro BTS | 0
| NCM Operator License 5k Smallcell | 0
| NCM Operator License 20k Femto | 0
| NCM Operator License 250k IOT | 200000
| NCM Operator License 10K HDM | 0
Integration Assumptions
Nokia Products
| Airscale LTE BTS | Not Supported
| Airscale 5g BTS | Not Supported
| Flexi Zone small cells | Not Supported
| 9961 Small cells | Not Supported
| 7750SR Security Gateway | Supported
3rd Party Products
| Huawei SRAN | Not Supported
| Juniper SRX Security Gateway | Not Supported
Other Equipment
| Total number of other equipment supported | 1
| Active Directory Integration | Yes
| Initital operation support Days | 0
| Initital operation onsite support | No
| Upgrade | 0
| Upgrade Type | Software UPG only
| Include SRS | Yes
| Included CARE | Yes
| Level of CARE | Advanced
| Include Upgrade Services | Yes
| Include Training | No
| Training Type | No training Selected
| Training Environment | No training Selected
| Training Level | No training Selected

## FlowOne
Nokia Enterprise - FlowOne Service Orchestration Solution (FO)
Category | Part No | Description | Price Per | Qty | MSRP (USD) | Discount | HGAC Price (USD)
Modular Private Wireless Solution
Product | Nokia-FO-SW | FlowOne Software Perpetual Licenses | Unit | 1 | 650250 | 30% | 455175
Product | Nokia-FO-SRS | FlowOne SW release subscription | Year | 1 | 65025.7143 | 30% | 45518
Service | Nokia-FO-PS | Professional Services (desgin, install, implement, integrate, acceptance, project management) | Unit | 1 | 958358.8125 | 20% | 766687.05
Maintenance | Nokia-FO-Maintenance | FlowOne SW Maintenance | Year | 1 | 68276.25 | 20% | 54621
Maintenance | Nokia-FO-SU | FlowOne SW Upgrade Services | Year | 1 | 302803.6625 | 20% | 242242.93
Pricing Assumptions
1 | One production instance of FlowOne with no Geo-Redundancy. 10K Enteprise Subscribers. No Lab
2 | Overall scope of 3 years. Only Provisioning & Activation in scope
3 | Assuming one service type (eg. L3VPN) in Year1 no new/other services added in Year-2 and Year-3
4 | Services scope includes following:
5 | Deployment of FlowOne software in Year 1. Assumes hardware already deployed and available.
6 | Provisioning and Activation of one service type
7 | FlowOne software upgrade in Year-2 and Year-3

## IntegratedOperationsCenter
Nokia CNS Enterprise. Smart City Solutions
Category | Part No | Description | Price Per | Qty | MSRP (USD) | Discount | HGAC Price (USD)
Software
License | GIC7399 | IOC SW Platform License | Year | 1 | 25740 | 10% | 23166
License | GIC7399 | IOC SW Tenant License | Year | 1
License | GIC7399 | IOC SW Sub-System License | Year | 1
License | GIC7399 | IOC SW Asset License | Year | 1
License | GIC7399 | IOC 3P SW License | Year | 1 | 6598.8 | 10% | 5938.92
Professional Services
Service | GIC7399 | IOC Services Fixed - Global | Unit | 1 | 50651.64 | 10% | 45586.476
Service | GIC7399 | IOC Services per Integration - Global
Service | GIC7399 | IOC Services TPM - Local | Unit | 1 | 24148.8 | 10% | 21733.92
Hosting Option
Service | GIC7399 | IOC Hosting (AWS) | Year | 1 | 72348.64 | 20% | 57878.912
Software Maintenance and Technical Support
Maintenance | GIC7399 | IOC Software Maintenance and Technical Support (Gold). Year 1 | Year | 1 | 18442.06 | 20% | 14753.648
Maintenance | GIC7399 | IOC Software Maintenance and Technical Support (Gold). Year 2 | Year | 1 | 18442.06 | 20% | 14753.648
Maintenance | GIC7399 | IOC Software Maintenance and Technical Support (Gold). Year 3 | Year | 1 | 18442.06 | 20% | 14753.648
Note: IoC Base System. IoC solutions are flexible and subject to specifc HGAC-Buy member requirements. Pricing dependencies include the number of applications, devices, adapters and integration points. A detailed technical solution description and a comprehensive scope of work outlining services and detailed pricing is created after gathering all the detailed requirements. Pricing is subject to a mutually agreed scope of work and a contract. All Prices may change due to currency fluctuation and will be agreed to during contract negotiation. Solution Items cannot be sold individually
End of Nokia CNS Enterprise. Smart City Solutions

## MPW
Nokia CNS Enterprise. Modular Private Wireless Solution
Category | Part No | Description | Price Per | Qty | MSRP (USD) | Discount | HGAC Price (USD)
Radios
Product | Nok MPW LTE eNodeB Mod 1 | MPW eNB CBRS 3sector Micro RRH @40MHz | Unit | 1 | 60032.57 | 30% | 42022.799
Product | Nok MPW LTE eNodeB Mod 2 | MPW eNB CBRS 1 Sector Micro (AiO) | Unit | 1 | 11005.71 | 30% | 7703.997
Product | Nok MPW LTE eNodeB Mod 3 | MPW eNB CBRS 1 Sector Pico (AiO) | Unit | 1 | 6750.86 | 30% | 4725.602
Product | Nok MPW LTE eNodeB Mod 4 | MPW eNB B41 3sector Micro RRH @40MHz | Unit | 1 | 62912.57 | 30% | 44038.799
Product | Nok MPW LTE eNodeB Mod 5 | MPW eNB B41 1sector Micro (AiO) | Unit | 1 | 13513.71 | 30% | 9459.597
Product | Nok MPW LTE eNodeB Mod 6 | MPW eNB B41 1sector Pico (AiO) | Unit | 1 | 7431.43 | 30% | 5202.001
Radios Annual Software Release Subscription (SRS)
SRS | Nok MPW LTE eNodeB SRS | Nokia MPW LTE eNodeB SRS (Per Cell per Year) | Yearly | 1 | 892.5714 | 15% | 624.8
Radios Deployment Services (RF Design, Planning, Installation, Commissioning, Integration and Testing)
Service | Nok MPW LTE eNodeB Mod 1 Deploy | MPW eNB CBRS 3sector Micro RRH @40MHz. Deploy | Deployment | 1 | 38324.4444 | 10% | 34492
Service | Nok MPW LTE eNodeB Mod 2 Deploy | MPW eNB CBRS 1 Sector Micro (AiO). Deploy | Deployment | 1 | 19162.2222 | 10% | 17246
Service | Nok MPW LTE eNodeB Mod 3 Deploy | MPW eNB CBRS 1 Sector Pico (AiO). Deploy | Deployment | 1 | 19162.2222 | 10% | 17246
Service | Nok MPW LTE eNodeB Mod 4 Deploy | MPW eNB B41 3sector Micro RRH @40MHz. Deploy | Deployment | 1 | 38324.4444 | 10% | 34492
Service | Nok MPW LTE eNodeB Mod 5 Deploy | MPW eNB B41 1sector Micro (AiO). Deploy | Deployment | 1 | 19162.2222 | 10% | 17246
Service | Nok MPW LTE eNodeB Mod 6 Deploy | MPW eNB B41 1sector Pico (AiO). Deploy | Deployment | 1 | 19162.2222 | 10% | 17246
Modular Private Wireless Common Components
Product | Nokia-MPW-CORE-IP | Core Network | Unit | 1 | 234346.8 | 10% | 195289
Product | Nokia-MPW-NM | Network Management | Unit | 1 | 140620.8 | 10% | 118150
Product | Nokia-MPW-GC | Group Communications | Unit | 1 | 267750 | 10% | 223125
SRS | Nokia-MPW-NM-SRS | Network Management SRS (per Year) | Yearly | 1 | 21081.1111 | 10% | 18973
Modular Private Wireless Common Services and Maintenance
Service | Nokia-MPW-DEPLOY | Maintenance, Support and Common Services (Year 1) | Year | 1 | 299315.2941 | 15% | 254418
Maintenance | Nokia-MPW-MAINT | Maintenance and Support (Year 2) | Year | 1 | 239807.0588 | 15% | 203836
Maintenance | Nokia-MPW-MAINT | Maintenance and Support (Year 3) | Year | 1 | 239807.0588 | 15% | 203836
Notes: 1) Sample deployment of MPW with 4 sites. No tower nor civil works. 2) Solution components cannot be sold individually. 3) The Nokia Modular Private Wireless solution, including maintenance, is flexible and subject to HGAC-Buy member requirements. A solution architecture needs to be defined and agreed. Pricing dependencies include the number of access points, outdoor vs indoor, RF design and backhaul, CBRS SAS, SIM cards and UE device requirements, and any additional materials. A detailed technical solution description and a comprehensive scope of work outlining services and detailed pricing is created after gathering all the requirements. Pricing is subject to a mutually agreed scope of work and a contract. All prices may change due to currency fluctuation and will be agreed to during contract negotiation.
End Nokia CNS Enterprise. Modular Private Wireless Solution

## NDAC Services
Nokia CNS Enterprise. Nokia Digital Automation Cloud Private Wireless Services
Category | Part No | Description | Price Per | Qty | MSRP (USD) | Discount | HGAC Price (USD)
Nokia Digital Automation Cloud Deployment Services
Service | 301036844 | E2E Project Management (Hourly Rate) | Hour | 1 | 235.5556 | 10% | 212
Service | 301093886 | GS Deploy RF Design and Planning, Prelaunch Optimization | Unit | 1 | 18712.2222 | 10% | 16841
Service | 301036844 | Antennas, RF Jumpers, Power Cable, Hybrid Cable | Unit | 1 | 32826.6667 | 10% | 29544
Service | 301036844 | GS Deployment Services (Site Survey, Engineering and Installation | Unit | 1 | 103274.4444 | 10% | 92947
Service | 301093886 | E2E Solution Testing. Technical Management and Aceptance (Hourly Rate) | Hour | 1 | 235.5556 | 10% | 212
Notes: 1) Sample deployment of NDAC with 4 sites, excludes product, subscription and support. No tower nor civil works. 2) Solution components cannot be sold individually. 3) The NDAC solution is flexible and subject to HGAC-Buy member requirements. A solution architecture needs to be defined and agreed. Pricing dependencies include the number of access points, outdoor vs indoor, RF design and backhaul, CBRS SAS, SIM cards and UE device requirements, and any additional materials. A detailed technical solution description and a comprehensive scope of work outlining services and detailed pricing is created after gathering all the detailed requirements. Pricing is subject to a mutually agreed scope of work and a contract. All prices may change due to currency fluctuation and will be agreed to during contract negotiation.
End Nokia CNS Enterprise. Nokia Digital Automation Cloud Private Wireless Services

## Training
| TRAINING per catalog @ http://www3.alcatel-lucent.com/university/Catalog/ |  |  |  | RA05-18
Part No | Description | Metric | HGACBuy MSRP | HGACBuy Discount % | HGACBuy Unit Price
3CK08041AAAA | Standard Web-Based Training | hour/student | 118.76 | 13.5% | 102.7274
3CK08000AAAA Wireline 3CK08002AAAA IP Transport 3CK08004AAAA IP Routing 3CK08006AAAA IP Platforms 3CK08008AAAA Wireless 301096624 Wireless LTE | Open Session for Standard/Intermediate/Advanced Instructor Led Training Onsite | student/day | 1504.69 | 13.5% | 1301.5568
3CK08001AAAA Wireline 3CK08003AAAA IP Transport 3CK08005AAAA IP Routing 3CK08007AAAA IP Platforms 3CK08009AAAA Wireless 301096632 Wireless LTE | Open Session for Standard/Intermediate/Advanced Instructor Led Training Virtual | student/day | 1203.04 | 13.5% | 1040.6296
3CK08011AAAA Wireline 3CK08012AAAA IP Transport 3CK08013AAAA IP Routing 3CK08014AAAA IP Platforms 3CK08015AAAA Wireless 301096640 Wireless LTE | Open Session for Expert Customer Workshop Instructor Led Training Onsite | student/day | 2256.44 | 13.5% | 1951.8206
3CK08011AAAA Wireline 3CK08012AAAA IP Transport 3CK08013AAAA IP Routing 3CK08014AAAA IP Platforms 3CK08015AAAA Wireless 301096640 Wireless LTE | Open Session for Expert Customer Workshop Instructor Led Training Virtual | student/day | 1805.15 | 13.5% | 1561.4548
3CK08000AAAA Wireline 3CK08002AAAA IP Transport 3CK08004AAAA IP Routing 3CK08006AAAA IP Platforms 3CK08008AAAA Wireless 301096624 Wireless LTE | Standard/Intermediate/Advanced Nokia Instructor led-classes Fixed price for up to 8 students Onsite | day/class | 9025.76 | 13.5% | 7807.2824
3CK08001AAAA Wireline 3CK08003AAAA IP Transport 3CK08005AAAA IP Routing 3CK08007AAAA IP Platforms 3CK08009AAAA Wireless 301096632 Wireless LTE | Expert Nokia Instructor led-classes Fixed price for up to 8 students Onsite | day/class | 13538.64 | 13.5% | 11710.9236
3CK08000AAAA Wireline 3CK08002AAAA IP Transport 3CK08004AAAA IP Routing 3CK08006AAAA IP Platforms 3CK08008AAAA Wireless 301096624 Wireless LTE | Standard/Intermediate/Advanced Nokia Instructor led-classes Fixed price for up to 8 students Virtual | day/class | 7220.61 | 13.5% | 6245.8276
3CK08001AAAA Wireline 3CK08003AAAA IP Transport 3CK08005AAAA IP Routing 3CK08007AAAA IP Platforms 3CK08009AAAA Wireless 301096632 Wireless LTE | Expert Nokia Instructor led-classes Fixed price for up to 8 students Virtual | day/class | 10830.91 | 13.5% | 9368.7371

## END Sheet
Nokia Products / Services Portfolio Price Catalog - April 2021 www.nokia.com Customer: HGACBuy